## Cover
BILL OF QUANTITIES
PROJECT: CONSTRUCTION OF S'ALAAH'UDHEEN SCHOOL
PROPOSED 06-STOREY BUILDING AT LOT 20274,HULHUMALE PHASE-II
AUGUST -2020

## SUMMARY
PROJECT: CONSTRUCTION OF S'ALAAH'UDHEEN SCHOOL
CONSTRUCTION OF 06 STOREY BUILDING AT LOT 20274, HULHUMALE', PHASE-II.
SUMMARY OF BILLS OF QUANTITIES
SL.NO | BILL NAME |  | TOTAL | FOUNDATION | GRD FLR | 1ST FLR | 2ND FLR | 3RD FLR | 4TH FLR | 5TH FLR | TERRACE
1 ) | TOTAL OF BILL NO. 01 (PRELIMINARIES) |  | 0 | 0 | 0 | 0 | 0 | 0 | 0 | 0 | 0 | 0 | 0
2 ) | TOTAL OF BILL NO. 02 (GROUND WORKS) |  | 0 | 0 | [7 empty] | 0 | 0
3 ) | TOTAL OF BILL NO. 03 (CONCRETE WORKS) |  | 0 | 0 | 0 | 0 | 0 | 0 | 0 | 0 | 0 | 0 | 0
4 ) | TOTAL OF BILL NO. 04 (MASONRY AND PLASTERING) |  | 0 | 0 | 0 | 0 | 0 | 0 | 0 | 0 | 0 | 0 | 0
5 ) | TOTAL OF BILL NO. 05 (METAL WORKS) |  | 0 | 0 | 0 | 0 | 0 | 0 | 0 | 0 | 0 | 0 | 0
6 ) | TOTAL OF BILL NO. 06 (CEILINGS) |  | 0 | 0 | 0 | 0 | 0 | 0 | 0 | 0 | 0 | 0 | 0
7 ) | TOTAL OF BILL NO. 07 (DOORS AND WINDOWS) |  | 0 | 0 | 0 | 0 | 0 | 0 | 0 | 0 | 0 | 0 | 0
8 ) | TOTAL OF BILL NO. 8 (FINISHES) |  | 0 | 0 | 0 | 0 | 0 | 0 | 0 | 0 | 0 | 0 | 0
9 ) | TOTAL OF BILL NO. 09 (PAINTING) |  | 0 | 0 | 0 | 0 | 0 | 0 | 0 | 0 | 0 | 0 | 0
10 ) | TOTAL OF BILL NO. 10 (HYDRAULICS AND DRAINAGE) |  | 0 | 0 | 0 | 0 | 0 | 0 | 0 | 0 | 0 | 0 | 0
11 ) | TOTAL OF BILL NO. 11 (ELECTRICAL INSTALLATIONS) |  | 0 | 0 | 0 | 0 | 0 | 0 | 0 | 0 | 0 | 0 | 0
12 ) | TOTAL OF BILL NO. 12 (FIRE SAFETY WORKS) |  | 0 | 0 | 0 | 0 | 0 | 0 | 0 | 0 | 0 | 0 | 0
13 ) | TOTAL OF BILL NO. 13 (COMMON WORKS) |  | 0 | [8 empty] | 0 | 0
[12 empty] | 0 | 0
[12 empty] | 0 | 0
GRAND TOTAL |  |  | 0 | 0 | 0 | 0 | 0 | 0 | 0 | 0 | 0 | 0 | 0
GST 6% |  |  | 0 | 0 | 0 | 0 | 0 | 0 | 0 | 0 | 0 | 0 | 0
GRAND TOTAL |  |  | 0 | 0 | 0 | 0 | 0 | 0 | 0 | 0 | 0 | 0 | 0
|  |  | 5352.0455 |  |  |  | 0 | 0
[7 empty] | 0 | 0
|  |  | 0 |  | 7626664.866 |  | 0 | 0
|  | 6500000 | 650000 | 5850000 | -6500000
|  |  | 1214.4889 | 1093.04
|  | 1450 | 7760466.004

## BOQ
SL.NO | DESCRIPTION | QTY | UNIT | LABOR RATE | MATERIAL RATE | TOTAL RATE | TOTAL | SUB-TOTAL
Bill No: 01
PRELIMINARIES
1.1 | General Notes
1 ) | Abbreviations
m - meter
No - numbers
m3 - cubic meter
m2 - square meter
Lm - Linear meter
t - tonnes
incl - including
mm - millimeter
dia - diameter
SS - Stainless Steel
GI - Galvanised Iron
1.2 | Site Management Costs
1 ) | Allow for all on and off site management cost including costs of Engineer, Site supervisor, foreman and assistants, temporary services, hoardings and similar. | 1 | item | 0 | 0 | 0 | 0 | 0
|  |  |  | 0 | 0 | 0 | 0 | 0
1.3 | Sign Board |  |  | 0 | 0 | 0 | 0 | 0
1 ) | Allow for sign board as per the approved size by consultant. Prior approval need from consultant / client | 1 | no | 0 | 0 | 0 | 0 | 0
|  |  |  | 0 | 0 | 0 | 0 | 0
1.4 | Clean - up |  |  | 0 | 0 | 0 | 0 | 0
1 ) | Allow for clean - up of completed works and site upon completion of project. | 1 | item | 0 | 0 | 0 | 0 | 0
|  |  |  | 0 | 0 | 0 | 0 | 0
1.5 | Safety on Site |  |  | 0 | 0 | 0 | 0 | 0
1 ) | Safety works for site including Fencing Scafolding and net fixing for the entire period of construction | 1 | item | 0 | 0 | 0 | 0 | 0
1.6 | As Built drawing |  |  | 0 | 0 | 0 | 0 | 0
1 ) | Charges should include for the as built drawing for all services. Contractor should submitt the as built drawing as Soft copy in Cadd drawing and PDF format and Hard copy in A3 sheet in color - 3 sets | 1 | item | 0 | 0 | 0 | 0 | 0
Note:-
The Contractor should be submite and provide the Guarentees and waranties on materials used in the construction.
TOTAL OF BILL NO. 01 (PRELIMINARIES) | [6 empty] | 0 | 0
(CARRIED OVER TO THE GENERAL SUMMARY)
Bill No: 02
GROUND WORKS
2.1 | General
(a) Rates shall include for: leveling, grading, trimming, compacting to faces of excavation, keep sides plumb, backfilling, consolidating and disposing surplus soil.
2.2 | Site Clearing
| Clear the area of site from rubbish and vegetable matters, stumps, roots etc.,. | 6050 | m² | 0 | 0 | 0 | 0 | 0
|  |  |  | 0 | 0 | 0 | 0 | 0
2.3 | Excavation |  |  | 0 | 0 | 0 | 0 | 0
| Excavation quantities are measured to the faces of concrete members. Rates shall include for all additional excavation required to place the formwork, back fill, shoring and others |  |  | 0 | 0 | 0 | 0 | 0
1 ) | Excavation for raft footings | 3450 | m³ | 0 | 0 | 0 | 0 | 0
2 ) | Charges for Disposal of excavated soil through Uffuli or any other metheds as per the guidelines by the local bodies | 1 | item | 0 | 0 | 0 | 0 | 0
2.4 | Back Filling |  |  | 0 | 0 | 0 | 0 | 0
| (a) Rates shall include for: levelling, grading, trimming, compacting and similar. |  |  | 0 | 0 | 0 | 0 | 0
| (b) Ground need to be compacted to the required density by the consultant. |  |  | 0 | 0 | 0 | 0 | 0
1 ) | Back filling by soil with the approval of consultant or client | 1 | item | 0 | 0 | 0 | 0 | 0
2 ) | 50 mm thick sand blinding layer to receive damp proof membrane for ground concrete | 1 | item | 0 | 0 | 0 | 0 | 0
|  |  |  | 0 | 0 | 0 | 0 | 0
2.5 | Damp Proof Memberane |  |  | 0 | 0 | 0 | 0 | 0
| (a) Rates shall include for: dressing around and sealing to all penetrations, laps and turnups |  |  | 0 | 0 | 0 | 0 | 0
1 ) | Polythene damp proof membrane (500 gauge) laid on blinding layer under raft and ground floor slab | 1890 | m² | 0 | 0 | 0 | 0 | 0
|  |  |  | 0 | 0 | 0 | 0 | 0
2.6 | Shoring & Dewatering Works |  |  | 0 | 0 | 0 | 0 | 0
| This item shall include for Shoring works for Foundation Protection by approved methods and de watering including the charges for discharge the water up to the allocated area by the authorities with required pipes, pumps etc., | 1 | Item | 0 | 0 | 0 | 0 | 0
|  |  |  | 0 | 0 | 0 | 0 | 0
2.7 | Water Proofing |  |  | 0 | 0 | 0 | 0 | 0
| Rate shall include for: dressing arround and sealing to all penetrations |  |  | 0 | 0 | 0 | 0 | 0
1 ) | Apply 2coat bituminous type - Conmix Moya Shield RBE waterproofing coating to all surfaces of concrete below ground level in accordance with the specifications and manufacturer's instructions | 1 | Item | 0 | 0 | 0 | 0 | 0
2 ) | Apply Conmix Moya proof HF water proofing membarane on top of Screed for all toilets and shower area in accordance with the specifications and manufacturer's instructions | 1 | Item | 0 | 0 | 0 | 0 | 0
2.8 | Expansion & Movement Joints |  |  | 0 | 0 | 0 | 0 | 0
| This item should be carry out as per the given drawing and Specifications., | 1 | Item | 0 | 0 | 0 | 0 | 0
TOTAL OF BILL NO. 02 (GROUND WORKS) | [6 empty] | 0 | 0
(CARRIED OVER TO THE GENERAL SUMMARY)
Bill No: 03
CONCRETE WORKS
General
a) Rate shall include for: placing in position; making good after removal of formwork and casting in all required items; additional concrete required to conform to structural and excavated tolerances.
b) Mix ratio for reinforced concrete shall be 1:2:3
1 ) | Allow for concrete testing | 1 | item | 0 | 0 | 0 | 0
3.1 | Lean Concrete |  |  | 0 | 0 | 0 | 0
| 100mm thick lean concrete under the raft footing and wall footing with a mix of 1:2:6 | 1890 | m² | 0 | 0 | 0 | 0
3.2 | Reinforced Concrete |  |  | 0 | 0 | 0 | 0
| In-situ reinforced concrete to: |  |  | 0 | 0 | 0 | 0
| *Add Conmix - Mega Add WL3 concrete admixture on all Foundation Concrete |  |  | 0 | 0 | 0 | 0
*Add Conmix - Mega Flow P on all concrete works columns, Beams, Slab, Lift walls, Stair etc.,
*Mix Ratio 1:2:3
For all ready mix concrete use Conmix Megaflow SP4
3.3 | Formwork |  |  | 0 | 0 | 0 | 0
| a) Rates shall include for: all necessary boarding, supports, erecting, framing, temporary cambering, cutting, perforations for reinforcing bars, bolts, straps, ties, hangers, pipes, removal of formwork and normal practices used. |  |  | 0 | 0 | 0 | 0
3.4 | Reinforcement |  |  | 0 | 0 | 0 | 0
| a) Rates shall include for: cleaning, fabrication, placing, the provision for all necessary temporary fixings and supports including tie wire and chair supports, laps, and wastages. |  |  | 0 | 0 | 0 | 0
| Foundation |  |  | 0 | 0 | 0 | 0 | 0
1 ) | Concrete Works for RCC Foundation Raft & Beams, water tanks,Columns,Stair & lift walls | 1982.8213 | m³ | 0 | 0 | 0 | 0
2 ) | Form Works for RCC Foundation Raft & Beams, water tanks,Columns,Stair & lift walls | 3419.4403 | m² | 0 | 0 | 0 | 0
3 ) | Reinforcement Works for RCC Foundation Raft & Beams, water tanks,Columns,Stair & lift walls |  |  | 0 | 0 | 0 | 0
a) | 32mm dia Steel Bars | 2767.3637 | kg | 0 | 0 | 0 | 0
b) | 25mm dia Steel Bars | 167813.9626 | kg | 0 | 0 | 0 | 0
c) | 20mm dia Steel Bars | 29534.4538 | kg | 0 | 0 | 0 | 0
d) | 16mm dia Steel Bars | 59272.3233 | kg | 0 | 0 | 0 | 0
e) | 12mm dia Steel Bars | 13574.4586 | kg | 0 | 0 | 0 | 0
f) | 10mm dia Steel Bars | 34871.3485 | kg | 0 | 0 | 0 | 0
g) | 06mm dia Steel Bars | 2168.9184 | kg | 0 | 0 | 0 | 0
|  |  |  | 0 | 0 | 0 | 0
|  |  |  | 0 | 0 | 0 | 0
| Ground Floor |  |  | 0 | 0 | 0 | 0 | 0
1 ) | Concrete Works for Ground Concrete, RCC Columns,Lift well, Staircase, Beams, Slab & Boundary wall etc., | 1138.0918 | m³ | 0 | 0 | 0 | 0
2 ) | Form Worksfor Ground Concrete, RCC Columns,Lift well, Staircase, Beams, Slab & Boundary wall etc., | 5864.3429 | m² | 0 | 0 | 0 | 0
3 ) | Reinforcement Works for Ground Concrete, RCC Columns,Lift well, Staircase, Beams, Slab & Boundary wall etc., |  |  | 0 | 0 | 0 | 0
a) | 32mm dia Steel Bars | 14569.4328 | kg | 0 | 0 | 0 | 0
b) | 25mm dia Steel Bars | 32627.5458 | kg | 0 | 0 | 0 | 0
c) | 20mm dia Steel Bars | 52238.3264 | kg | 0 | 0 | 0 | 0
d) | 16mm dia Steel Bars | 8856.058 | kg | 0 | 0 | 0 | 0
e) | 12mm dia Steel Bars | 2526.9594 | kg | 0 | 0 | 0 | 0
f) | 10mm dia Steel Bars | 85064.3611 | kg | 0 | 0 | 0 | 0
g) | 06mm dia Steel Bars | 12207.6966 | kg | 0 | 0 | 0 | 0
|  |  |  | 0 | 0 | 0 | 0
| First Floor |  |  | 0 | 0 | 0 | 0 | 0
1 ) | Concrete Works for RCC Columns,Lift well, Staircase, Beams, Slab & Balcony wall etc., | 873.2103 | m³ | 0 | 0 | 0 | 0
2 ) | Form Works for RCC Columns,Lift well, Staircase, Beams, Slab & Balcony wall etc., | 5067.061 | m² | 0 | 0 | 0 | 0
3 ) | Reinforcement Works for RCC Columns,Lift well, Staircase, Beams, Slab & Balcony wall etc., |  |  | 0 | 0 | 0 | 0
a) | 32mm dia Steel Bars | 16082.8776 | kg | 0 | 0 | 0 | 0
b) | 25mm dia Steel Bars | 32215.9088 | kg | 0 | 0 | 0 | 0
c) | 20mm dia Steel Bars | 25062.8924 | kg | 0 | 0 | 0 | 0
d) | 16mm dia Steel Bars | 8856.058 | kg | 0 | 0 | 0 | 0
e) | 12mm dia Steel Bars | 2526.9594 | kg | 0 | 0 | 0 | 0
f) | 10mm dia Steel Bars | 71613.1397 | kg | 0 | 0 | 0 | 0
g) | 06mm dia Steel Bars | 7921.7147 | kg | 0 | 0 | 0 | 0
|  |  |  | 0 | 0 | 0 | 0
| Second Floor |  |  | 0 | 0 | 0 | 0 | 0
1 ) | Concrete Works for RCC Columns,Lift well, Staircase, Beams, Slab & Balcony wall etc., | 1151.011 | m³ | 0 | 0 | 0 | 0
2 ) | Form Works for RCC Columns,Lift well, Staircase, Beams, Slab & Balcony wall etc., | 6728.4561 | m² | 0 | 0 | 0 | 0
3 ) | Reinforcement Works for RCC Columns,Lift well, Staircase, Beams, Slab & Balcony wall etc., |  |  | 0 | 0 | 0 | 0
a) | 32mm dia Steel Bars | 56583.7018 | kg | 0 | 0 | 0 | 0
b) | 25mm dia Steel Bars | 33250.1036 | kg | 0 | 0 | 0 | 0
c) | 20mm dia Steel Bars | 22224.7142 | kg | 0 | 0 | 0 | 0
d) | 16mm dia Steel Bars | 13205.008 | kg | 0 | 0 | 0 | 0
e) | 12mm dia Steel Bars | 2526.9594 | kg | 0 | 0 | 0 | 0
f) | 10mm dia Steel Bars | 93570.4911 | kg | 0 | 0 | 0 | 0
g) | 06mm dia Steel Bars | 5847.5371 | kg | 0 | 0 | 0 | 0
|  |  |  | 0 | 0 | 0 | 0
| Third Floor |  |  | 0 | 0 | 0 | 0 | 0
1 ) | Concrete Works for RCC Columns,Lift well, Staircase, Beams, Slab & Balcony wall etc., | 947.2187 | m³ | 0 | 0 | 0 | 0
2 ) | Form Works for RCC Columns,Lift well, Staircase, Beams, Slab & Balcony wall etc., | 5943.8237 | m² | 0 | 0 | 0 | 0
3 ) | Reinforcement Works for RCC Columns,Lift well, Staircase, Beams, Slab & Balcony wall etc., |  |  | 0 | 0 | 0 | 0
a) | 32mm dia Steel Bars | 33173.1421 | kg | 0 | 0 | 0 | 0
b) | 25mm dia Steel Bars | 28955.023 | kg | 0 | 0 | 0 | 0
c) | 20mm dia Steel Bars | 18015.0833 | kg | 0 | 0 | 0 | 0
d) | 16mm dia Steel Bars | 8856.058 | kg | 0 | 0 | 0 | 0
e) | 12mm dia Steel Bars | 2526.9594 | kg | 0 | 0 | 0 | 0
f) | 10mm dia Steel Bars | 81824.1733 | kg | 0 | 0 | 0 | 0
g) | 06mm dia Steel Bars | 3520.6054 | kg | 0 | 0 | 0 | 0
| Fourth Floor |  |  | 0 | 0 | 0 | 0 | 0
1 ) | Concrete Works for RCC Columns,Lift well, Staircase, Beams, Slab & Balcony wall etc., | 773.9501 | m³ | 0 | 0 | 0 | 0
2 ) | Form Works for RCC Columns,Lift well, Staircase, Beams, Slab & Balcony wall etc., | 5795.2936 | m² | 0 | 0 | 0 | 0
3 ) | Reinforcement Works for RCC Columns,Lift well, Staircase, Beams, Slab & Balcony wall etc., |  |  | 0 | 0 | 0 | 0
a) | 32mm dia Steel Bars | 34361.3934 | kg | 0 | 0 | 0 | 0
b) | 25mm dia Steel Bars | 28728.7513 | kg | 0 | 0 | 0 | 0
c) | 20mm dia Steel Bars | 17424.0123 | kg | 0 | 0 | 0 | 0
d) | 16mm dia Steel Bars | 7609.596 | kg | 0 | 0 | 0 | 0
e) | 12mm dia Steel Bars | 2526.9594 | kg | 0 | 0 | 0 | 0
f) | 10mm dia Steel Bars | 76141.4079 | kg | 0 | 0 | 0 | 0
g) | 06mm dia Steel Bars | 3001.4125 | kg | 0 | 0 | 0 | 0
| Fifth Floor |  |  | 0 | 0 | 0 | 0 | 0
1 ) | Concrete Works for RCC Columns,Lift well, Staircase, Beams, Slab & Balcony wall etc., | 840.1584 | m³ | 0 | 0 | 0 | 0
2 ) | Form Works for RCC Columns,Lift well, Staircase, Beams, Slab & Balcony wall etc., | 5741.7999 | m² | 0 | 0 | 0 | 0
3 ) | Reinforcement Works for RCC Columns,Lift well, Staircase, Beams, Slab & Balcony wall etc., |  |  | 0 | 0 | 0 | 0
a) | 32mm dia Steel Bars | 33484.8726 | kg | 0 | 0 | 0 | 0
b) | 25mm dia Steel Bars | 28615.1718 | kg | 0 | 0 | 0 | 0
c) | 20mm dia Steel Bars | 16386.3653 | kg | 0 | 0 | 0 | 0
d) | 16mm dia Steel Bars | 7609.596 | kg | 0 | 0 | 0 | 0
e) | 12mm dia Steel Bars | 2526.9594 | kg | 0 | 0 | 0 | 0
f) | 10mm dia Steel Bars | 75675.0836 | kg | 0 | 0 | 0 | 0
g) | 06mm dia Steel Bars | 2927.4925 | kg | 0 | 0 | 0 | 0
| Terrace Floor |  |  | 0 | 0 | 0 | 0 | 0
1 ) | Concrete Works for RCC Columns,Lift well, Staircase, Beams, Slab(both levels) & Parapet wall | 174.411 | m³ | 0 | 0 | 0 | 0
2 ) | Form Works for RCC Columns,Lift well, Staircase, Beams, Slab(both levels) & Parapet wall | 1663.2249 | m² | 0 | 0 | 0 | 0
3 ) | Reinforcement Works for RCC Columns,Lift well, Staircase, Beams, Slab(both levels) & Parapet wall |  |  | 0 | 0 | 0 | 0
a) | 32mm dia Steel Bars | 0 | kg | 0 | 0 | 0 | 0
b) | 25mm dia Steel Bars | 4924.0715 | kg | 0 | 0 | 0 | 0
c) | 20mm dia Steel Bars | 304.388 | kg | 0 | 0 | 0 | 0
d) | 16mm dia Steel Bars | 1527.4247 | kg | 0 | 0 | 0 | 0
e) | 12mm dia Steel Bars | 0 | kg | 0 | 0 | 0 | 0
f) | 10mm dia Steel Bars | 10658.8946 | kg | 0 | 0 | 0 | 0
g) | 06mm dia Steel Bars | 667.7986 | kg | 0 | 0 | 0 | 0
3.5 | Apply 2 coats of Conmix Moyaproof WS2 or Conmix Moya proof HF Water proofing material ( or equivalent )to the surface of roof slab & terrace in accordance with the specifications and manufacturer's instructions | 1 | item | 0 | 0 | 0 | 0
4) | Reinforced Window & AC ledges as per the given drawing and specification.Rates should include Reinforcement, Formworks and Concreteing etc.,(Refer the drawing structural and detail drawings)
a) | Ground floor | 1 | item | 0 | 0 | 0 | 0
b) | First Floor | 1 | item | 0 | 0 | 0 | 0
c) | Second Floor | 1 | item | 0 | 0 | 0 | 0
d) | Third Floor | 1 | item | 0 | 0 | 0 | 0
e) | Fourth Floor | 1 | item | 0 | 0 | 0 | 0
f) | Fifth Floor | 1 | item | 0 | 0 | 0 | 0
TOTAL OF BILL NO. 03 (CONCRETE WORKS) | [6 empty] | 0 | 0
(CARRIED OVER TO THE GENERAL SUMMARY)
Bill No: 04
MASONRY AND PLASTERING
4.1 | General
* Rates shall include for: cleaning out cavities, forming rebated reveals and pointing and cleaning down to reveals where necessary; fractional size blocks, all necessary machine cutting, cutting or forming chases or edges of floor slabs, cutting or leaving holes and openings as recesses for and building in pipes, conduits, sleeves and similar as required for all trades; leaving surfaces rough or raking out joints for plastering and flashings, bedding frames or plates, building in joists, bearers or similar, temporary supports to openings, templates, reinforcement in walls and for all necessary making good.
* Add Megaflow MP ( or equivalent ) to all External Plaster and wet area plaster
| Below Ground Level | [6 empty] | 0
1 ) | External walls with 150 mm thick solid blocks | 583.0994 | m² | 0 | 0 | 0 | 0
2 ) | External Wall Plastering with 25 mm thick | 1166.1988 | m² | 0 | 0 | 0 | 0
| Ground Floor |  |  | 0 | 0 | 0 | 0 | 0
1 ) | External walls with 150 mm thick solid blocks | 583.8625 | m² | 0 | 0 | 0 | 0
2 ) | Internal Walls with 150 mm thick solid block | 1634.431 | m² | 0 | 0 | 0 | 0
3 ) | External Wall Plastering with 25 mm thick (2 coats) | 772.07 | m² | 0 | 0 | 0 | 0
4 ) | Internal Wall Plastering with 15 mm thick | 3861.3342 | m² | 0 | 0 | 0 | 0
5 ) | Screeding with 90 mm thick | 874.572 | m² | 0 | 0 | 0 | 0
6 ) | Screeding with 40 mm thick | 2219.709 | m² | 0 | 0 | 0 | 0
7 ) | Screeding with 30 mm thick | 129.1125 | m² | 0 | 0 | 0 | 0
| 1st Floor |  |  | 0 | 0 | 0 | 0 | 0
1 ) | External walls with 150 mm thick solid blocks | 572.645 | m² | 0 | 0 | 0 | 0
2 ) | Internal Walls with 150 mm thick solid block | 1419.6877 | m² | 0 | 0 | 0 | 0
3 ) | External Wall Plastering with 25 mm thick (2 coats) | 765.7992 | m² | 0 | 0 | 0 | 0
4 ) | Internal Wall Plastering with 15 mm thick | 5416.517 | m² | 0 | 0 | 0 | 0
5 ) | Screeding with 90 mm thick | 783.009 | m² | 0 | 0 | 0 | 0
6 ) | Screeding with 40 mm thick | 2106.126 | m² | 0 | 0 | 0 | 0
7 ) | Screeding with 30 mm thick | 129.1125 | m² | 0 | 0 | 0 | 0
| 2nd Floor |  |  | 0 | 0 | 0 | 0 | 0
1 ) | External walls with 150 mm thick solid blocks | 572.645 | m² | 0 | 0 | 0 | 0
2 ) | Internal Walls with 150 mm thick solid block | 1176.5531 | m² | 0 | 0 | 0 | 0
3 ) | External Wall Plastering with 25 mm thick (2 coats) | 765.7992 | m² | 0 | 0 | 0 | 0
4 ) | Internal Wall Plastering with 15 mm thick | 4306.889 | m² | 0 | 0 | 0 | 0
5 ) | Screeding with 90 mm thick | 1217.7965 | m² | 0 | 0 | 0 | 0
6 ) | Screeding with 40 mm thick | 1227.874 | m² | 0 | 0 | 0 | 0
7 ) | Screeding with 30 mm thick | 129.1125 | m² | 0 | 0 | 0 | 0
| 3rd Floor |  |  | 0 | 0 | 0 | 0 | 0
1 ) | External walls with 150 mm thick solid blocks | 572.645 | m² | 0 | 0 | 0 | 0
2 ) | Internal Walls with 150 mm thick solid block | 1331.1099 | m² | 0 | 0 | 0 | 0
3 ) | External Wall Plastering with 25 mm thick (2 coats) | 839.4219 | m² | 0 | 0 | 0 | 0
4 ) | Internal Wall Plastering with 15 mm thick | 4310.9722 | m² | 0 | 0 | 0 | 0
5 ) | Screeding with 90 mm thick | 1273.131 | m² | 0 | 0 | 0 | 0
6 ) | Screeding with 40 mm thick | 1530.654 | m² | 0 | 0 | 0 | 0
7 ) | Screeding with 30 mm thick | 129.1125 | m² | 0 | 0 | 0 | 0
| 4th Floor |  |  | 0 | 0 | 0 | 0 | 0
1 ) | External walls with 150 mm thick solid blocks | 935.9555 | m² | 0 | 0 | 0 | 0
2 ) | Internal Walls with 150 mm thick solid block | 1188.9169 | m² | 0 | 0 | 0 | 0
3 ) | External Wall Plastering with 25 mm thick (2 coats) | 822.5549 | m² | 0 | 0 | 0 | 0
4 ) | Internal Wall Plastering with 15 mm thick | 4677.5593 | m² | 0 | 0 | 0 | 0
5 ) | Screeding with 90 mm thick | 1406.205 | m² | 0 | 0 | 0 | 0
6 ) | Screeding with 40 mm thick | 1279.1699 | m² | 0 | 0 | 0 | 0
7 ) | Screeding with 30 mm thick | 129.1125 | m² | 0 | 0 | 0 | 0
| 5th Floor |  |  | 0 | 0 | 0 | 0 | 0
1 ) | External walls with 150 mm thick solid blocks | 729.2521 | m² | 0 | 0 | 0 | 0
2 ) | Internal Walls with 150 mm thick solid block | 1145.5519 | m² | 0 | 0 | 0 | 0
3 ) | External Wall Plastering with 25 mm thick (2 coats) | 777.9839 | m² | 0 | 0 | 0 | 0
4 ) | Internal Wall Plastering with 15 mm thick | 4496.28 | m² | 0 | 0 | 0 | 0
5 ) | Screeding with 90 mm thick | 1361.261 | m² | 0 | 0 | 0 | 0
6 ) | Screeding with 40 mm thick | 1149.7389 | m² | 0 | 0 | 0 | 0
7 ) | Screeding with 30 mm thick | 129.1125 | m² | 0 | 0 | 0 | 0
| Terrace Floor |  |  | 0 | 0 | 0 | 0 | 0
1 ) | External walls with 150 mm thick solid blocks | 520.8154 | m² | 0 | 0 | 0 | 0
2 ) | Internal Walls with 150 mm thick solid block | 46.645 | m² | 0 | 0 | 0 | 0
3 ) | External Wall Plastering with 25 mm thick (2 coats) | 1040.0773 | m² | 0 | 0 | 0 | 0
4 ) | Internal Wall Plastering with 15 mm thick | 738.3645 | m² | 0 | 0 | 0 | 0
5 ) | Screeding with 90 mm thick | 2747.6511 | m² | 0 | 0 | 0 | 0
TOTAL OF BILL NO. 04 (MASONRY AND PLASTERING) | [6 empty] | 0 | 0
(CARRIED OVER TO THE GENERAL SUMMARY)
Bill No: 05
METAL WORKS
5.1 | General
a) Rates shall include for: all fabrication work, welding, marking, drilling for bolts incl. those securing timbers, steel plates, bolts, nuts and any type of washer, riveted work, counter sinking and tapping for bolts or machine screws.
b) Rates shall include for fabrication and erection and temporary supports and fixing into position.
| Ground Floor |  |  | 0 | 0 | 0 | 0 | 0
1 ) | Supply and fixing staircase handrail by using 50mm wide and 10mm thick flat bar for vertical and top railing for staircase as per the given drawing and specification | 1 | item | 0 | 0 | 0 | 0
2 ) | Supply and fixing the 50mm x 10mm thick flat bar for vertical and top railing for corridor and balconies as per the given drawing and specification | 1 | item | 0 | 0 | 0 | 0
| First Floor | [6 empty] | 0
1 ) | Supply and fixing staircase handrail by using 50mm wide and 10mm thick flat bar for vertical and top railing for staircase as per the given drawing and specification | 1 | item | 0 | 0 | 0 | 0
2 ) | Supply and fixing the 50mm x 10mm thick flat bar for vertical and top railing for corridor and balconies as per the given drawing and specification | 1 | item | 0 | 0 | 0 | 0
| Second Floor | [6 empty] | 0
1 ) | Supply and fixing staircase handrail by using 50mm wide and 10mm thick flat bar for vertical and top railing for staircase as per the given drawing and specification | 1 | item | 0 | 0 | 0 | 0
2 ) | Supply and fixing the 50mm x 10mm thick flat bar for vertical and top railing for corridor and balconies as per the given drawing and specification | 1 | item | 0 | 0 | 0 | 0
| Third Floor | [6 empty] | 0
1 ) | Supply and fixing staircase handrail by using 50mm wide and 10mm thick flat bar for vertical and top railing for staircase as per the given drawing and specification | 1 | item | 0 | 0 | 0 | 0
2 ) | Supply and fixing the 50mm x 10mm thick flat bar for vertical and top railing for corridor and balconies as per the given drawing and specification | 1 | item | 0 | 0 | 0 | 0
| Fourth Floor | [6 empty] | 0
1 ) | Supply and fixing staircase handrail by using 50mm wide and 10mm thick flat bar for vertical and top railing for staircase as per the given drawing and specification | 1 | item | 0 | 0 | 0 | 0
2 ) | Supply and fixing the 50mm x 10mm thick flat bar for vertical and top railing for corridor and balconies as per the given drawing and specification | 1 | item | 0 | 0 | 0 | 0
| Fifth Floor | [6 empty] | 0
1 ) | Supply and fixing staircase handrail by using 50mm wide and 10mm thick flat bar for vertical and top railing for staircase as per the given drawing and specification | 1 | item | 0 | 0 | 0 | 0
2 ) | Supply and fixing the 50mm x 10mm thick flat bar for vertical and top railing for corridor and balconies as per the given drawing and specification | 1 | item | 0 | 0 | 0 | 0
| Terrace Floor | [6 empty] | 0
1 ) | Supply and fixing ladder for lift rooms by using the 50mm x 10mm thick flat bar as per the required size by the lift supplier. | 1 | item | 0 | 0 | 0 | 0
TOTAL OF BILL NO. 05 (METAL WORKS) | [6 empty] | 0 | 0
(CARRIED OVER TO THE GENERAL SUMMARY)
Bill No: 06
CEILING
6.1 | General
a) Rates shall include for: all labour in framing, notching and fitting around projections, pipes, light fittings, hatches, grilles and similar and complete with cleats, packers, wedges and similar and all nails and screws.
b) Rate shall include for: timber priming and all painting as specified in the drawing
| Ground Floor | [6 empty] | 0
1 ) | False ceiling made with 9mm thick Poral plaster suspended ceiling fixed with sag rods supported from RC slab as per the given drawings and specifications for all toilets | 1 | item | 0 | 0 | 0 | 0
| First Floor | [6 empty] | 0
1 ) | False ceiling made with 9mm thick Poral plaster suspended ceiling fixed with sag rods supported from RC slab as per the given drawings and specifications for all toilets | 1 | item | 0 | 0 | 0 | 0
| Second Floor | [6 empty] | 0
1 ) | False ceiling made with 9mm thick Poral plaster suspended ceiling fixed with sag rods supported from RC slab as per the given drawings and specifications for all toilets | 1 | item | 0 | 0 | 0 | 0
| Third Floor | [6 empty] | 0
1 ) | False ceiling made with 9mm thick Poral plaster suspended ceiling fixed with sag rods supported from RC slab as per the given drawings and specifications for all toilets | 1 | item | 0 | 0 | 0 | 0
| Fourth Floor | [6 empty] | 0
1 ) | False ceiling made with 9mm thick Poral plaster suspended ceiling fixed with sag rods supported from RC slab as per the given drawings and specifications for all toilets | 1 | item | 0 | 0 | 0 | 0
| Fifth Floor | [6 empty] | 0
1 ) | False ceiling made with 9mm thick Poral plaster suspended ceiling fixed with sag rods supported from RC slab as per the given drawings and specifications for all toilets | 1 | item | 0 | 0 | 0 | 0
TOTAL OF BILL NO. 06 (CEILINGS) | [6 empty] | 0 | 0
(CARRIED OVER TO THE GENERAL SUMMARY)
Bill No: 07
DOORS AND WINDOWS
7.1 | General
a) Rates shall include for: locks, latches, closers, push plates, pull handles, bolts, kick plates, hinges and all door & window hardware.
b) All Aluminium windows shall be white powder coated aluminium.
c) All timber doors shall be solid timber panneled door with varnish finish.
d) All glazing shall be 6mm Tinted.
(Profiles to be chosen by client).
| Ground Floor | [6 empty] | 0
Door and Window units
1 ) | D1- 40mm thick Openable soild timber door panel - 1850mm x 2100mm | 3 | Nos | 0 | 0 | 0 | 0
2 ) | D2- 40mm thick Openable soild timber door panel - 1850mm x 2100mm | 4 | Nos | 0 | 0 | 0 | 0
3 ) | D3- 40mm thick Openable glazed timber door panel - 975mm x 2200mm | 33 | Nos | 0 | 0 | 0 | 0
4 ) | D4- 40mm thick Openable soild timber door panel - 950mm x 2100mm | 20 | Nos | 0 | 0 | 0 | 0
5 ) | D6- 40mm thick Openable soild timber door panel - 750mm x 2100mm | 26 | Nos | 0 | 0 | 0 | 0
6 ) | W1 - Aluminium framed openable window panel with 80micron black powder coated aluminium framed - 6000mm x 2200mm | 9 | Nos | 0 | 0 | 0 | 0
7 ) | W1c - Aluminium framed openable window panel with 80micron black powder coated aluminium framed - 5950mm x 2200mm | 1 | Nos | 0 | 0 | 0 | 0
8 ) | W4 - Aluminium framed sliding window panel with 80micron black powder coated aluminium framed - 3375mm x 1550mm | 4 | Nos | 0 | 0 | 0 | 0
9 ) | W5 - Aluminium framed sliding window panel with 80micron black powder coated aluminium framed - 3305mm x 1550mm | 11 | Nos | 0 | 0 | 0 | 0
10 ) | W6a - Aluminium framed sliding window panel with 80micron black powder coated aluminium framed - 1450mm x 1150mm | 1 | Nos | 0 | 0 | 0 | 0
11 ) | W6b - Aluminium framed sliding window panel with 80micron black powder coated aluminium framed - 1150mm x 1150mm | 3 | Nos | 0 | 0 | 0 | 0
12 ) | W7a - Aluminium framed sliding window panel with 80micron black powder coated aluminium framed - 2600mm x 1310mm | 2 | Nos | 0 | 0 | 0 | 0
13 ) | W8 - Aluminium framed openable window panel with 80micron black powder coated aluminium framed - 1680mm x 1760mm | 1 | Nos | 0 | 0 | 0 | 0
14 ) | W8a - Aluminium framed openable window panel with 80micron black powder coated aluminium framed - 2190mm x 2200mm | 1 | Nos | 0 | 0 | 0 | 0
15 ) | W9 - Aluminium framed fixed window panel with 80micron black powder coated aluminium framed - 1750mm x 700mm | 3 | Nos | 0 | 0 | 0 | 0
16 ) | W10 - Aluminium framed fixed window panel with 80micron black powder coated aluminium framed - 3450mm x 700mm | 1 | Nos | 0 | 0 | 0 | 0
17 ) | W11 - Aluminium framed fixed louver panel with 80micron black powder coated aluminium framed - 850mm x 700mm | 7 | Nos | 0 | 0 | 0 | 0
18 ) | G1 - GI SHS Frame steel sliding gate - 10875mm x 1500mm | 1 | Nos | 0 | 0 | 0 | 0
19 ) | G2 - GI SHS Frame steel sliding gate - 6525mm x 1500mm | 1 | Nos | 0 | 0 | 0 | 0
20 ) | G3 - GI SHS Frame steel sliding gate - 2175mm x 1500mm | 1 | Nos | 0 | 0 | 0 | 0
| First Floor | [5 empty] | 0 | 0
| Door and Window units | [5 empty] | 0
1 ) | D1- 40mm thick Openable soild timber door panel - 1850mm x 2100mm | 12 | Nos | 0 | 0 | 0 | 0
2 ) | D2- 40mm thick Openable soild timber door panel - 1850mm x 2100mm | 1 | Nos | 0 | 0 | 0 | 0
3 ) | D3- 40mm thick Openable glazed timber door panel - 975mm x 2200mm | 26 | Nos | 0 | 0 | 0 | 0
4 ) | D4- 40mm thick Openable soild timber door panel - 950mm x 2100mm | 23 | Nos | 0 | 0 | 0 | 0
5 ) | D6- 40mm thick Openable soild timber door panel - 750mm x 2100mm | 19 | Nos | 0 | 0 | 0 | 0
6 ) | W1 - Aluminium framed openable window panel with 80micron black powder coated aluminium framed - 6000mm x 2200mm | 7 | Nos | 0 | 0 | 0 | 0
7 ) | W1a - Aluminium framed openable window panel with 80micron black powder coated aluminium framed - 5400mm x 1310mm | 4 | Nos | 0 | 0 | 0 | 0
8 ) | W1b - Aluminium framed openable window panel with 80micron black powder coated aluminium framed - 6000mm x 1310mm | 1 | Nos | 0 | 0 | 0 | 0
9 ) | W2 - Aluminium framed sliding window panel with 80micron black powder coated aluminium framed - 3305mm x 1550mm | 3 | Nos | 0 | 0 | 0 | 0
10 ) | W4 - Aluminium framed sliding window panel with 80micron black powder coated aluminium framed - 3375mm x 1550mm | 2 | Nos | 0 | 0 | 0 | 0
11 ) | W5 - Aluminium framed sliding window panel with 80micron black powder coated aluminium framed - 3305mm x 1550mm | 13 | Nos | 0 | 0 | 0 | 0
12 ) | W7a - Aluminium framed sliding window panel with 80micron black powder coated aluminium framed - 2600mm x 1310mm | 13 | Nos | 0 | 0 | 0 | 0
13 ) | W8 - Aluminium framed openable window panel with 80micron black powder coated aluminium framed - 1680mm x 1760mm | 4 | Nos | 0 | 0 | 0 | 0
14 ) | W8a - Aluminium framed openable window panel with 80micron black powder coated aluminium framed - 2190mm x 2200mm | 2 | Nos | 0 | 0 | 0 | 0
15 ) | W9 - Aluminium framed fixed window panel with 80micron black powder coated aluminium framed - 1750mm x 700mm | 3 | Nos | 0 | 0 | 0 | 0
16 ) | W10 - Aluminium framed fixed window panel with 80micron black powder coated aluminium framed - 3450mm x 700mm | 2 | Nos | 0 | 0 | 0 | 0
17 ) | W11 - Aluminium framed fixed louver panel with 80micron black powder coated aluminium framed - 850mm x 700mm | 2 | Nos | 0 | 0 | 0 | 0
18 ) | W12 - Aluminium framed openable window panel with 80micron black powder coated aluminium framed - 400mm x 2200mm | 19 | Nos | 0 | 0 | 0 | 0
0
| Second Floor | [5 empty] | 0 | 0
| Door and Window units | [5 empty] | 0
1 ) | D1- 40mm thick Openable soild timber door panel - 1850mm x 2100mm | 14 | Nos | 0 | 0 | 0 | 0
2 ) | D2- 40mm thick Openable soild timber door panel - 1850mm x 2100mm | 1 | Nos | 0 | 0 | 0 | 0
3 ) | D3- 40mm thick Openable glazed timber door panel - 975mm x 2200mm | 32 | Nos | 0 | 0 | 0 | 0
4 ) | D4- 40mm thick Openable soild timber door panel - 950mm x 2100mm | 13 | Nos | 0 | 0 | 0 | 0
5 ) | D6- 40mm thick Openable soild timber door panel - 750mm x 2100mm | 15 | Nos | 0 | 0 | 0 | 0
6 ) | W1 - Aluminium framed openable window panel with 80micron black powder coated aluminium framed - 6000mm x 2200mm | 7 | Nos | 0 | 0 | 0 | 0
7 ) | W1a - Aluminium framed openable window panel with 80micron black powder coated aluminium framed - 5400mm x 1310mm | 4 | Nos | 0 | 0 | 0 | 0
8 ) | W1c - Aluminium framed openable window panel with 80micron black powder coated aluminium framed - 5950mm x 2200mm | 1 | Nos | 0 | 0 | 0 | 0
9 ) | W2 - Aluminium framed sliding window panel with 80micron black powder coated aluminium framed - 3305mm x 1550mm | 3 | Nos | 0 | 0 | 0 | 0
10 ) | W3 - Aluminium framed sliding window panel with 80micron black powder coated aluminium framed - 4250mm x 1550mm | 1 | Nos | 0 | 0 | 0 | 0
11 ) | W4 - Aluminium framed sliding window panel with 80micron black powder coated aluminium framed - 3375mm x 1550mm | 1 | Nos | 0 | 0 | 0 | 0
12 ) | W5 - Aluminium framed sliding window panel with 80micron black powder coated aluminium framed - 3305mm x 1550mm | 14 | Nos | 0 | 0 | 0 | 0
13 ) | W7a - Aluminium framed sliding window panel with 80micron black powder coated aluminium framed - 2600mm x 1310mm | 11 | Nos | 0 | 0 | 0 | 0
14 ) | W8 - Aluminium framed openable window panel with 80micron black powder coated aluminium framed - 1680mm x 1760mm | 4 | Nos | 0 | 0 | 0 | 0
15 ) | W8a - Aluminium framed openable window panel with 80micron black powder coated aluminium framed - 2190mm x 2200mm | 2 | Nos | 0 | 0 | 0 | 0
16 ) | W9 - Aluminium framed fixed window panel with 80micron black powder coated aluminium framed - 1750mm x 700mm | 3 | Nos | 0 | 0 | 0 | 0
17 ) | W11 - Aluminium framed fixed louver panel with 80micron black powder coated aluminium framed - 850mm x 700mm | 4 | Nos | 0 | 0 | 0 | 0
18 ) | W12 - Aluminium framed openable window panel with 80micron black powder coated aluminium framed - 400mm x 2200mm | 16 | Nos | 0 | 0 | 0 | 0
|  |  |  | 0 | 0 | 0 | 0
| Third Floor | [5 empty] | 0 | 0
| Door and Window units | [5 empty] | 0
1 ) | D3- 40mm thick Openable glazed timber door panel - 975mm x 2200mm | 38 | Nos | 0 | 0 | 0 | 0
2 ) | D4- 40mm thick Openable soild timber door panel - 950mm x 2100mm | 14 | Nos | 0 | 0 | 0 | 0
3 ) | D6- 40mm thick Openable soild timber door panel - 750mm x 2100mm | 15 | Nos | 0 | 0 | 0 | 0
4 ) | W1 - Aluminium framed openable window panel with 80micron black powder coated aluminium framed - 6000mm x 2200mm | 7 | Nos | 0 | 0 | 0 | 0
5 ) | W1a - Aluminium framed openable window panel with 80micron black powder coated aluminium framed - 5400mm x 1310mm | 4 | Nos | 0 | 0 | 0 | 0
6 ) | W1b - Aluminium framed openable window panel with 80micron black powder coated aluminium framed - 6000mm x 1310mm | 1 | Nos | 0 | 0 | 0 | 0
7 ) | W2 - Aluminium framed sliding window panel with 80micron black powder coated aluminium framed - 3305mm x 1550mm | 3 | Nos | 0 | 0 | 0 | 0
8 ) | W3 - Aluminium framed sliding window panel with 80micron black powder coated aluminium framed - 4250mm x 1550mm | 1 | Nos | 0 | 0 | 0 | 0
9 ) | W4 - Aluminium framed sliding window panel with 80micron black powder coated aluminium framed - 3375mm x 1550mm | 1 | Nos | 0 | 0 | 0 | 0
10 ) | W5 - Aluminium framed sliding window panel with 80micron black powder coated aluminium framed - 3305mm x 1550mm | 16 | Nos | 0 | 0 | 0 | 0
11 ) | W6 - Aluminium framed sliding window panel with 80micron black powder coated aluminium framed - 1650mm x 1550mm | 2 | Nos | 0 | 0 | 0 | 0
12 ) | W7 - Aluminium framed sliding window panel with 80micron black powder coated aluminium framed - 2540mm x 1550mm | 3 | Nos | 0 | 0 | 0 | 0
13 ) | W7a - Aluminium framed sliding window panel with 80micron black powder coated aluminium framed - 2600mm x 1310mm | 8 | Nos | 0 | 0 | 0 | 0
14 ) | W8 - Aluminium framed openable window panel with 80micron black powder coated aluminium framed - 1680mm x 1760mm | 3 | Nos | 0 | 0 | 0 | 0
15 ) | W8a - Aluminium framed openable window panel with 80micron black powder coated aluminium framed - 2190mm x 2200mm | 2 | Nos | 0 | 0 | 0 | 0
16 ) | W9 - Aluminium framed fixed window panel with 80micron black powder coated aluminium framed - 1750mm x 700mm | 3 | Nos | 0 | 0 | 0 | 0
17 ) | W11 - Aluminium framed fixed louver panel with 80micron black powder coated aluminium framed - 850mm x 700mm | 4 | Nos | 0 | 0 | 0 | 0
18 ) | W12 - Aluminium framed openable window panel with 80micron black powder coated aluminium framed - 400mm x 2200mm | 16 | Nos | 0 | 0 | 0 | 0
0
| Fourth Floor | [5 empty] | 0 | 0
| Door and Window units | [5 empty] | 0
1 ) | D1- 40mm thick Openable soild timber door panel - 1850mm x 2100mm | 1 | Nos | 0 | 0 | 0 | 0
2 ) | D3- 40mm thick Openable glazed timber door panel - 975mm x 2200mm | 32 | Nos | 0 | 0 | 0 | 0
3 ) | D4- 40mm thick Openable soild timber door panel - 950mm x 2100mm | 20 | Nos | 0 | 0 | 0 | 0
4 ) | D5- 40mm thick Openable soild timber door panel - 2550mm x 2100mm | 6 | Nos | 0 | 0 | 0 | 0
5 ) | D6- 40mm thick Openable soild timber door panel - 750mm x 2100mm | 30 | Nos | 0 | 0 | 0 | 0
6 ) | W1 - Aluminium framed openable window panel with 80micron black powder coated aluminium framed - 6000mm x 2200mm | 5 | Nos | 0 | 0 | 0 | 0
7 ) | W1a - Aluminium framed openable window panel with 80micron black powder coated aluminium framed - 5400mm x 1310mm | 4 | Nos | 0 | 0 | 0 | 0
8 ) | W1b - Aluminium framed openable window panel with 80micron black powder coated aluminium framed - 6000mm x 1310mm | 1 | Nos | 0 | 0 | 0 | 0
9 ) | W2 - Aluminium framed sliding window panel with 80micron black powder coated aluminium framed - 3305mm x 1550mm | 3 | Nos | 0 | 0 | 0 | 0
10 ) | W3 - Aluminium framed sliding window panel with 80micron black powder coated aluminium framed - 4250mm x 1550mm | 1 | Nos | 0 | 0 | 0 | 0
11 ) | W4 - Aluminium framed sliding window panel with 80micron black powder coated aluminium framed - 3375mm x 1550mm | 1 | Nos | 0 | 0 | 0 | 0
12 ) | W5 - Aluminium framed sliding window panel with 80micron black powder coated aluminium framed - 3305mm x 1550mm | 11 | Nos | 0 | 0 | 0 | 0
13 ) | W7 - Aluminium framed sliding window panel with 80micron black powder coated aluminium framed - 2540mm x 1550mm | 16 | Nos | 0 | 0 | 0 | 0
14 ) | W7a - Aluminium framed sliding window panel with 80micron black powder coated aluminium framed - 2600mm x 1310mm | 11 | Nos | 0 | 0 | 0 | 0
15 ) | W8 - Aluminium framed openable window panel with 80micron black powder coated aluminium framed - 1680mm x 1760mm | 5 | Nos | 0 | 0 | 0 | 0
16 ) | W8a - Aluminium framed openable window panel with 80micron black powder coated aluminium framed - 2190mm x 2200mm | 1 | Nos | 0 | 0 | 0 | 0
17 ) | W9 - Aluminium framed fixed window panel with 80micron black powder coated aluminium framed - 1750mm x 700mm | 3 | Nos | 0 | 0 | 0 | 0
18 ) | W11 - Aluminium framed fixed louver panel with 80micron black powder coated aluminium framed - 850mm x 700mm | 4 | Nos | 0 | 0 | 0 | 0
19 ) | W12 - Aluminium framed openable window panel with 80micron black powder coated aluminium framed - 400mm x 2200mm | 16 | Nos | 0 | 0 | 0 | 0
| Fifth Floor | [5 empty] | 0 | 0
| Door and Window units | [5 empty] | 0
1 ) | D1- 40mm thick Openable soild timber door panel - 1850mm x 2100mm | 1 | Nos | 0 | 0 | 0 | 0
2 ) | D3- 40mm thick Openable glazed timber door panel - 975mm x 2200mm | 38 | Nos | 0 | 0 | 0 | 0
3 ) | D4- 40mm thick Openable soild timber door panel - 950mm x 2100mm | 26 | Nos | 0 | 0 | 0 | 0
4 ) | D5- 40mm thick Openable soild timber door panel - 2550mm x 2100mm | 6 | Nos | 0 | 0 | 0 | 0
5 ) | D6- 40mm thick Openable soild timber door panel - 750mm x 2100mm | 20 | Nos | 0 | 0 | 0 | 0
6 ) | W1 - Aluminium framed openable window panel with 80micron black powder coated aluminium framed - 6000mm x 2200mm | 6 | Nos | 0 | 0 | 0 | 0
7 ) | W1a - Aluminium framed openable window panel with 80micron black powder coated aluminium framed - 5400mm x 1310mm | 4 | Nos | 0 | 0 | 0 | 0
8 ) | W1b - Aluminium framed openable window panel with 80micron black powder coated aluminium framed - 6000mm x 1310mm | 1 | Nos | 0 | 0 | 0 | 0
9 ) | W1c - Aluminium framed openable window panel with 80micron black powder coated aluminium framed - 5950mm x 2200mm | 1 | Nos | 0 | 0 | 0 | 0
10 ) | W2 - Aluminium framed sliding window panel with 80micron black powder coated aluminium framed - 3305mm x 1550mm | 3 | Nos | 0 | 0 | 0 | 0
11 ) | W3 - Aluminium framed sliding window panel with 80micron black powder coated aluminium framed - 4250mm x 1550mm | 1 | Nos | 0 | 0 | 0 | 0
12 ) | W4 - Aluminium framed sliding window panel with 80micron black powder coated aluminium framed - 3375mm x 1550mm | 1 | Nos | 0 | 0 | 0 | 0
13 ) | W5 - Aluminium framed sliding window panel with 80micron black powder coated aluminium framed - 3305mm x 1550mm | 12 | Nos | 0 | 0 | 0 | 0
14 ) | W7 - Aluminium framed sliding window panel with 80micron black powder coated aluminium framed - 2540mm x 1550mm | 16 | Nos | 0 | 0 | 0 | 0
15 ) | W7a - Aluminium framed sliding window panel with 80micron black powder coated aluminium framed - 2600mm x 1310mm | 11 | Nos | 0 | 0 | 0 | 0
16 ) | W8 - Aluminium framed openable window panel with 80micron black powder coated aluminium framed - 1680mm x 1760mm | 5 | Nos | 0 | 0 | 0 | 0
17 ) | W8a - Aluminium framed openable window panel with 80micron black powder coated aluminium framed - 2190mm x 2200mm | 1 | Nos | 0 | 0 | 0 | 0
18 ) | W9 - Aluminium framed fixed window panel with 80micron black powder coated aluminium framed - 1750mm x 700mm | 5 | Nos | 0 | 0 | 0 | 0
19 ) | W11 - Aluminium framed fixed louver panel with 80micron black powder coated aluminium framed - 850mm x 700mm | 4 | Nos | 0 | 0 | 0 | 0
20 ) | W12 - Aluminium framed openable window panel with 80micron black powder coated aluminium framed - 400mm x 2200mm | 17 | Nos | 0 | 0 | 0 | 0
| Terrace Floor | [5 empty] | 0 | 0
| Door and Window units | [5 empty] | 0
1 ) | D4- 40mm thick Openable soild timber door panel - 950mm x 2100mm | 6 | Nos | 0 | 0 | 0 | 0
2 ) | W7a - Aluminium framed sliding window panel with 80micron black powder coated aluminium framed - 2600mm x 1310mm | 1 | Nos | 0 | 0 | 0 | 0
TOTAL OF BILL NO. 07 (DOORS AND WINDOWS) | [6 empty] | 0 | 0
(CARRIED OVER TO THE GENERAL SUMMARY)
Bill No: 8
FINISHES
8.1 | General
a) Rates shall include for: fixing, bedding, grouting, pointing, finishing and any other similar works to ensure the required finish.
b) Rates shall include for all other beading works required at the corneres
| Ground Floor | [6 empty] | 0
1 ) | Supply and Apply Self Leveling Floor with Epoxy floor paint finish asper the manufacturer specification. Prior approval must be get before purchase the materials | 2504.089 | m² | 0 | 0 | 0 | 0
2 ) | Floor tiling by using 300 x 300mm matt anti skid ceramic floor tile finish fixed with conmix C-800 tiles adhesive and the pricing must be included 100 mm depth skirting tiles | 444.9038 | m² | 0 | 0 | 0 | 0
3 ) | Supply and laying the vinayl flooring for the floor areas as per the given drawing and spectification and supplier instruction. | 135.991 | m² | 0 | 0 | 0 | 0
4 ) | Floor tiling by using 300 x 300mm matt anti skid ceramic floor tile finish fixed with conmix C-800 tiles adhesive and the pricing must be included 100 mm depth skirting tiles | 129.1125 | m² | 0 | 0 | 0 | 0
5 ) | Wall tiling by using 300x 600mm ceramic wall tiles fixed with conmix C-500 tile Adhesive | 517.9365 | m² | 0 | 0 | 0 | 0
6 ) | Supply and laying interlock pavement blocks finish | 1 | item | 0 | 0 | 0 | 0
| First Floor | [6 empty] | 0
1 ) | Supply and Apply Self Leveling Floor with Epoxy floor paint finish asper the manufacturer specification. Prior approval must be get before purchase the materials | 2511.264 | m² | 0 | 0 | 0 | 0
2 ) | Floor tiling by using 300 x 300mm matt anti skid ceramic floor tile finish fixed with conmix C-800 tiles adhesive and the pricing must be included 100 mm depth skirting tiles | 187.564 | m² | 0 | 0 | 0 | 0
3 ) | Supply and laying the vinayl flooring for the floor areas as per the given drawing and spectification and supplier instruction. | 248.379 | m² | 0 | 0 | 0 | 0
4 ) | Floor tiling by using 300 x 300mm matt anti skid ceramic floor tile finish fixed with conmix C-800 tiles adhesive and the pricing must be included 100 mm depth skirting tiles | 129.1125 | m² | 0 | 0 | 0 | 0
5 ) | Wall tiling by using 300x 600mm ceramic wall tiles fixed with conmix C-500 tile Adhesive | 243.775 | m² | 0 | 0 | 0 | 0
| Second Floor | [6 empty] | 0
1 ) | Supply and Apply Self Leveling Floor with Epoxy floor paint finish asper the manufacturer specification. Prior approval must be get before purchase the materials | 2863.094 | m² | 0 | 0 | 0 | 0
2 ) | Floor tiling by using 300 x 300mm matt anti skid ceramic floor tile finish fixed with conmix C-800 tiles adhesive and the pricing must be included 100 mm depth skirting tiles | 117.303 | m² | 0 | 0 | 0 | 0
3 ) | Supply and laying the vinayl flooring for the floor areas as per the given drawing and spectification and supplier instruction. | 39.251 | m² | 0 | 0 | 0 | 0
4 ) | Floor tiling by using 300 x 300mm matt anti skid ceramic floor tile finish fixed with conmix C-800 tiles adhesive and the pricing must be included 100 mm depth skirting tiles | 129.1125 | m² | 0 | 0 | 0 | 0
5 ) | Wall tiling by using 300x 600mm ceramic wall tiles fixed with conmix C-500 tile Adhesive | 172.428 | m² | 0 | 0 | 0 | 0
| Third Floor | [6 empty] | 0
1 ) | Supply and Apply Self Leveling Floor with Epoxy floor paint finish asper the manufacturer specification. Prior approval must be get before purchase the materials | 2074.274 | m² | 0 | 0 | 0 | 0
2 ) | Floor tiling by using 300 x 300mm matt anti skid ceramic floor tile finish fixed with conmix C-800 tiles adhesive and the pricing must be included 100 mm depth skirting tiles | 193.631 | m² | 0 | 0 | 0 | 0
3 ) | Supply and laying the vinayl flooring for the floor areas as per the given drawing and spectification and supplier instruction. | 535.88 | m² | 0 | 0 | 0 | 0
4 ) | Floor tiling by using 300 x 300mm matt anti skid ceramic floor tile finish fixed with conmix C-800 tiles adhesive and the pricing must be included 100 mm depth skirting tiles | 129.1125 | m² | 0 | 0 | 0 | 0
5 ) | Wall tiling by using 300x 600mm ceramic wall tiles fixed with conmix C-500 tile Adhesive | 132.2865 | m² | 0 | 0 | 0 | 0
| Fourth Floor | [6 empty] | 0
1 ) | Supply and Apply Self Leveling Floor with Epoxy floor paint finish asper the manufacturer specification. Prior approval must be get before purchase the materials | 2074.274 | m² | 0 | 0 | 0 | 0
2 ) | Floor tiling by using 300 x 300mm matt anti skid ceramic floor tile finish fixed with conmix C-800 tiles adhesive and the pricing must be included 100 mm depth skirting tiles | 193.631 | m² | 0 | 0 | 0 | 0
3 ) | Supply and laying the vinayl flooring for the floor areas as per the given drawing and spectification and supplier instruction. | 535.88 | m² | 0 | 0 | 0 | 0
4 ) | Floor tiling by using 300 x 300mm matt anti skid ceramic floor tile finish fixed with conmix C-800 tiles adhesive and the pricing must be included 100 mm depth skirting tiles | 129.1125 | m² | 0 | 0 | 0 | 0
5 ) | Wall tiling by using 300x 600mm ceramic wall tiles fixed with conmix C-500 tile Adhesive | 132.2865 | m² | 0 | 0 | 0 | 0
| Fifth Floor | [6 empty] | 0
1 ) | Supply and Apply Self Leveling Floor with Epoxy floor paint finish asper the manufacturer specification. Prior approval must be get before purchase the materials | 1427.8979 | m² | 0 | 0 | 0 | 0
2 ) | Supply and laying the vinayl flooring for the floor areas as per the given drawing and spectification and supplier instruction. | 897.894 | m² | 0 | 0 | 0 | 0
3 ) | Floor tiling by using 300 x 300mm matt anti skid ceramic floor tile finish fixed with conmix C-800 tiles adhesive and the pricing must be included 100 mm depth skirting tiles | 185.208 | m² | 0 | 0 | 0 | 0
4 ) | Wall tiling by using 300x 600mm ceramic wall tiles fixed with conmix C-500 tile Adhesive | 129.1125 | m² | 0 | 0 | 0 | 0
5 ) | Wall tiling by using 300x 600mm matt porcelin wall tiles fixed with conmix C-500 tile Adhesive | 230.9115 | m² | 0 | 0 | 0 | 0
| Terrace Floor | [6 empty] | 0
1 ) | Supply and Apply Self Leveling Floor with Epoxy floor paint finish asper the manufacturer specification. Prior approval must be get before purchase the materials | 195.263 | m² | 0 | 0 | 0 | 0
2 ) | Floor tiling by using 300 x 300mm matt anti skid ceramic floor tile finish fixed with conmix C-800 tiles adhesive and the pricing must be included 100 mm depth skirting tiles | 2552.3881 | m² | 0 | 0 | 0 | 0
|  |  |  | 0 | 0 | 0 | 0
TOTAL OF BILL NO. 8 (FINISHES) | [6 empty] | 0 | 0
(CARRIED OVER TO THE GENERAL SUMMARY)
Bill No: 09
PAINTING
9.1 | General
a) Rates shall include for: the provition, erection and removal of scaffolding, preparation, rubbing down between coats and similar work, the protection and / or making floors, fittings and similar work, removing and replacing door and window furniture
b) All painting work shall be carried in accordance with the specifications.
Weather proof emulsion paint system with textured finish on plastered and concrete surfaces of external walls.
Emulsion paint putty finish system on plastered and concrete surfaces of internal walls.
Emulsion paint putty finish on concrete slab and beams, plywood / cement fibre board of all internal surfaces. For all interior and exterior paint use KCC paint or equivalent. For all exterior paint use KCC weather force or eqivalent. For interior use KCC Vinyl fresh or equivalent. For all putty works use conmix conputty or equivalent.
| Ground Floor | [6 empty] | 0
a) | Supply and Apply 2 coat Exterior paint with one coat of exterior wall primer | 965.0875 | m² | 0 | 0 | 0 | 0
b) | Supply and Apply 2 coat of wall putty and 2 coat Interior paint for walls with one coat of interior wall primer | 4362.6142 | m² | 0 | 0 | 0 | 0
c) | Supply and Apply 2 coat of wall putty and 2 coat Interior paint for ceiling with one coat of interior wall primer | 3706.9025 | m² | 0 | 0 | 0 | 0
| First Floor | [6 empty] | 0
a) | Supply and Apply 2 coat Exterior paint with one coat of exterior wall primer | 941.1389 | m² | 0 | 0 | 0 | 0
b) | Supply and Apply 2 coat of wall putty and 2 coat Interior paint for walls with one coat of interior wall primer | 5475.4197 | m² | 0 | 0 | 0 | 0
c) | Supply and Apply 2 coat of wall putty and 2 coat Interior paint for ceiling with one coat of interior wall primer | 3470.9846 | m² | 0 | 0 | 0 | 0
| Second Floor | [6 empty] | 0
a) | Supply and Apply 2 coat Exterior paint with one coat of exterior wall primer | 941.1389 | m² | 0 | 0 | 0 | 0
b) | Supply and Apply 2 coat of wall putty and 2 coat Interior paint for walls with one coat of interior wall primer | 4952.9223 | m² | 0 | 0 | 0 | 0
c) | Supply and Apply 2 coat of wall putty and 2 coat Interior paint for ceiling with one coat of interior wall primer | 3474.7486 | m² | 0 | 0 | 0 | 0
| Third Floor | [6 empty] | 0
a) | Supply and Apply 2 coat Exterior paint with one coat of exterior wall primer | 965.3352 | m² | 0 | 0 | 0 | 0
b) | Supply and Apply 2 coat of wall putty and 2 coat Interior paint for walls with one coat of interior wall primer | 4791.5161 | m² | 0 | 0 | 0 | 0
c) | Supply and Apply 2 coat of wall putty and 2 coat Interior paint for ceiling with one coat of interior wall primer | 3218.8356 | m² | 0 | 0 | 0 | 0
| Fourth Floor | [6 empty] | 0
a) | Supply and Apply 2 coat Exterior paint with one coat of exterior wall primer | 945.9381 | m² | 0 | 0 | 0 | 0
b) | Supply and Apply 2 coat of wall putty and 2 coat Interior paint for walls with one coat of interior wall primer | 5174.5374 | m² | 0 | 0 | 0 | 0
c) | Supply and Apply 2 coat of wall putty and 2 coat Interior paint for ceiling with one coat of interior wall primer | 3236.6605 | m² | 0 | 0 | 0 | 0
| Fifth Floor | [6 empty] | 0
a) | Supply and Apply 2 coat Exterior paint with one coat of exterior wall primer | 894.6815 | m² | 0 | 0 | 0 | 0
b) | Supply and Apply 2 coat of wall putty and 2 coat Interior paint for walls with one coat of interior wall primer | 4881.3687 | m² | 0 | 0 | 0 | 0
c) | Supply and Apply 2 coat of wall putty and 2 coat Interior paint for ceiling with one coat of interior wall primer | 2830.0723 | m² | 0 | 0 | 0 | 0
| Terrace Floor | [6 empty] | 0
a) | Supply and Apply 2 coat Exterior paint with one coat of exterior wall primer | 1196.0889 | m² | 0 | 0 | 0 | 0
b) | Supply and Apply 2 coat of wall putty and 2 coat Interior paint for walls with one coat of interior wall primer | 849.1191 | m² | 0 | 0 | 0 | 0
c) | Supply and Apply 2 coat of wall putty and 2 coat Interior paint for ceiling with one coat of interior wall primer | 311.3964 | m² | 0 | 0 | 0 | 0
0
TOTAL OF BILL NO. 09 (PAINTING) | [6 empty] | 0 | 0
(CARRIED OVER TO THE GENERAL SUMMARY)
Bill No: 10
HYDRAULICS & DRAINAGE
10.1 | General
a) Rates shall include for: sockets, running joints, connections, elbows, junctions, reducers, expansion joints; backnuts and similar; incidental fittings, clips, saddles, brackets, straps, hanges, screws, nails and fixing complete, including cutting and
| Ground Floor | [6 empty] | 0
a) | Fresh water supply pipework
1 ) | Allow for water connection to fixtures from MWSC mains up to fixtures | 1 | item | 0 | 0 | 0 | 0
2 ) | Supply and fixing MWSC fresh water mains (meters) 1 is common meter | 2 | nos | 0 | 0 | 0 | 0
b) | Sanitary Fixtures & Accessories |  |  | 0 | 0 | 0 | 0
| Sanitary Fixtures complete including brackets flush pipes, overflows and washers etc. |  |  | 0 | 0 | 0 | 0
| 1 ) All toilet fittings shall be "Cotto" or equivalent - chrome plated |  |  | 0 | 0 | 0 | 0
| 2 ) All toilet fixtures shall be "Cotto" or equivalent brand. |  |  | 0 | 0 | 0 | 0
| 3 ) All piping shall be of UPVC |  |  | 0 | 0 | 0 | 0
| 4 ) All kitchen sinks shall be of SS type with chrome plated taps. |  |  | 0 | 0 | 0 | 0
| 5 ) All water pumps shall be of "Davie Jet" brand or equivalent. |  |  | 0 | 0 | 0 | 0
1 ) | Water Closet | 28 | nos | 0 | 0 | 0 | 0
2 ) | Wash basin | 33 | nos | 0 | 0 | 0 | 0
3 ) | Wash basin tap | 33 | nos | 0 | 0 | 0 | 0
4 ) | Muslim Shower | 28 | nos | 0 | 0 | 0 | 0
5 ) | Floor drain with gully trap | 48 | nos | 0 | 0 | 0 | 0
6 ) | Head shower | 0 | nos | 0 | 0 | 0 | 0
7 ) | Mirror | 33 | nos | 0 | 0 | 0 | 0
8 ) | Water Taps / Faucet | 56 | nos | 0 | 0 | 0 | 0
9 ) | Brush Holder | 33 | nos | 0 | 0 | 0 | 0
10 ) | Towel Bar | 28 | nos | 0 | 0 | 0 | 0
11 ) | Paper Holder | 28 | nos | 0 | 0 | 0 | 0
12 ) | Soap Holder | 28 | nos | 0 | 0 | 0 | 0
13 ) | Concrete counter tops made with 75mm thick concrete slab with 10mm steel bars 150mm c/c B/W and finished by 500mm x 500mm polishes granite tile(approvel need to get from consultant / client) for the washbasin counters as per the given drawing and specifications., | 1 | item | 0 | 0 | 0 | 0
|  |  |  | 0 | 0 | 0 | 0
c) | Drainage |  |  | 0 | 0 | 0 | 0
| Discharge pipework |  |  | 0 | 0 | 0 | 0
1 ) | Complete Discharge pipe work including Balcony drain etc., | 1 | item | 0 | 0 | 0 | 0
| First Floor | [6 empty] | 0
a) | Fresh water supply pipework
1 ) | Allow for water connection to fixtures from MWSC mains up to fixtures | 1 | item | 0 | 0 | 0 | 0
2 ) | Supply and fixing MWSC fresh water mains (meters) | 0 | nos | 0 | 0 | 0 | 0
b) | Sanitary Fixtures & Accessories |  |  | 0 | 0 | 0 | 0
| Sanitary Fixtures complete including brackets flush pipes, overflows and washers etc. |  |  | 0 | 0 | 0 | 0
| 1 ) All toilet fittings shall be "Cotto" or equivalent - chrome plated |  |  | 0 | 0 | 0 | 0
| 2 ) All toilet fixtures shall be "Cotto" or equivalent brand. |  |  | 0 | 0 | 0 | 0
| 3 ) All piping shall be of UPVC |  |  | 0 | 0 | 0 | 0
| 4 ) All kitchen sinks shall be of SS type with chrome plated taps. |  |  | 0 | 0 | 0 | 0
| 5 ) All water pumps shall be of "Davie Jet" brand or equivalent. |  |  | 0 | 0 | 0 | 0
1 ) | Water Closet | 17 | nos | 0 | 0 | 0 | 0
2 ) | Wash basin | 17 | nos | 0 | 0 | 0 | 0
3 ) | Wash basin tap | 17 | nos | 0 | 0 | 0 | 0
4 ) | Muslim Shower | 17 | nos | 0 | 0 | 0 | 0
5 ) | Floor drain with gully trap | 17 | nos | 0 | 0 | 0 | 0
6 ) | Head shower |  | nos | 0 | 0 | 0 | 0
7 ) | Mirror | 17 | nos | 0 | 0 | 0 | 0
8 ) | Water Taps / Faucet | 17 | nos | 0 | 0 | 0 | 0
9 ) | Brush Holder | 17 | nos | 0 | 0 | 0 | 0
10 ) | Towel Bar | 17 | nos | 0 | 0 | 0 | 0
11 ) | Paper Holder | 17 | nos | 0 | 0 | 0 | 0
12 ) | Soap Holder | 17 | nos | 0 | 0 | 0 | 0
13 ) | Concrete counter tops made with 75mm thick concrete slab with 10mm steel bars 150mm c/c B/W and finished by 500mm x 500mm polishes granite tile(approvel need to get from consultant / client) for the washbasin counters as per the given drawing and specifications., | 1 | item | 0 | 0 | 0 | 0
|  |  |  | 0 | 0 | 0 | 0
c) | Drainage |  |  | 0 | 0 | 0 | 0
| Discharge pipework |  |  | 0 | 0 | 0 | 0
1 ) | Complete Discharge pipe work including Balcony drain etc., | 1 | item | 0 | 0 | 0 | 0
| Second Floor | [6 empty] | 0
a) | Fresh water supply pipework
1 ) | Allow for water connection to fixtures from MWSC mains up to fixtures | 1 | item | 0 | 0 | 0 | 0
2 ) | Supply and fixing MWSC fresh water mains (meters) | 0 | nos | 0 | 0 | 0 | 0
b) | Sanitary Fixtures & Accessories |  |  | 0 | 0 | 0 | 0
| Sanitary Fixtures complete including brackets flush pipes, overflows and washers etc. |  |  | 0 | 0 | 0 | 0
| 1 ) All toilet fittings shall be "Cotto" or equivalent - chrome plated |  |  | 0 | 0 | 0 | 0
| 2 ) All toilet fixtures shall be "Cotto" or equivalent brand. |  |  | 0 | 0 | 0 | 0
| 3 ) All piping shall be of UPVC |  |  | 0 | 0 | 0 | 0
| 4 ) All kitchen sinks shall be of SS type with chrome plated taps. |  |  | 0 | 0 | 0 | 0
| 5 ) All water pumps shall be of "Davie Jet" brand or equivalent. |  |  | 0 | 0 | 0 | 0
1 ) | Water Closet | 15 | nos | 0 | 0 | 0 | 0
2 ) | Wash basin | 15 | nos | 0 | 0 | 0 | 0
3 ) | Wash basin tap | 15 | nos | 0 | 0 | 0 | 0
4 ) | Muslim Shower | 15 | nos | 0 | 0 | 0 | 0
5 ) | Floor drain with gully trap | 15 | nos | 0 | 0 | 0 | 0
6 ) | Head shower |  | nos | 0 | 0 | 0 | 0
7 ) | Mirror | 15 | nos | 0 | 0 | 0 | 0
8 ) | Water Taps / Faucet | 15 | nos | 0 | 0 | 0 | 0
9 ) | Brush Holder | 15 | nos | 0 | 0 | 0 | 0
10 ) | Towel Bar | 15 | nos | 0 | 0 | 0 | 0
11 ) | Paper Holder | 15 | nos | 0 | 0 | 0 | 0
12 ) | Soap Holder | 15 | nos | 0 | 0 | 0 | 0
13 ) | Concrete counter tops made with 75mm thick concrete slab with 10mm steel bars 150mm c/c B/W and finished by 500mm x 500mm polishes granite tile(approvel need to get from consultant / client) for the washbasin counters as per the given drawing and specifications., | 1 | item | 0 | 0 | 0 | 0
|  |  |  | 0 | 0 | 0 | 0
c) | Drainage |  |  | 0 | 0 | 0 | 0
| Discharge pipework |  |  | 0 | 0 | 0 | 0
1 ) | Complete Discharge pipe work including Balcony drain etc., | 1 | item | 0 | 0 | 0 | 0
| Third Floor | [6 empty] | 0
a) | Fresh water supply pipework
1 ) | Allow for water connection to fixtures from MWSC mains up to fixtures | 1 | item | 0 | 0 | 0 | 0
2 ) | Supply and fixing MWSC fresh water mains (meters) | 0 | nos | 0 | 0 | 0 | 0
b) | Sanitary Fixtures & Accessories |  |  | 0 | 0 | 0 | 0
| Sanitary Fixtures complete including brackets flush pipes, overflows and washers etc. |  |  | 0 | 0 | 0 | 0
| 1 ) All toilet fittings shall be "Cotto" or equivalent - chrome plated |  |  | 0 | 0 | 0 | 0
| 2 ) All toilet fixtures shall be "Cotto" or equivalent brand. |  |  | 0 | 0 | 0 | 0
| 3 ) All piping shall be of UPVC |  |  | 0 | 0 | 0 | 0
| 4 ) All kitchen sinks shall be of SS type with chrome plated taps. |  |  | 0 | 0 | 0 | 0
| 5 ) All water pumps shall be of "Davie Jet" brand or equivalent. |  |  | 0 | 0 | 0 | 0
1 ) | Water Closet | 15 | nos | 0 | 0 | 0 | 0
2 ) | Wash basin | 15 | nos | 0 | 0 | 0 | 0
3 ) | Wash basin tap | 15 | nos | 0 | 0 | 0 | 0
4 ) | Muslim Shower | 15 | nos | 0 | 0 | 0 | 0
5 ) | Floor drain with gully trap | 15 | nos | 0 | 0 | 0 | 0
6 ) | Head shower |  | nos | 0 | 0 | 0 | 0
7 ) | Mirror | 15 | nos | 0 | 0 | 0 | 0
8 ) | Water Taps / Faucet | 15 | nos | 0 | 0 | 0 | 0
9 ) | Brush Holder | 15 | nos | 0 | 0 | 0 | 0
10 ) | Towel Bar | 15 | nos | 0 | 0 | 0 | 0
11 ) | Paper Holder | 15 | nos | 0 | 0 | 0 | 0
12 ) | Soap Holder | 15 | nos | 0 | 0 | 0 | 0
13 ) | Concrete counter tops made with 75mm thick concrete slab with 10mm steel bars 150mm c/c B/W and finished by 500mm x 500mm polishes granite tile(approvel need to get from consultant / client) for the washbasin counters as per the given drawing and specifications., | 1 | item | 0 | 0 | 0 | 0
|  |  |  | 0 | 0 | 0 | 0
c) | Drainage |  |  | 0 | 0 | 0 | 0
| Discharge pipework |  |  | 0 | 0 | 0 | 0
1 ) | Complete Discharge pipe work including Balcony drain etc., | 1 | item | 0 | 0 | 0 | 0
| Fourth Floor | [6 empty] | 0
a) | Fresh water supply pipework
1 ) | Allow for water connection to fixtures from MWSC mains up to fixtures | 1 | item | 0 | 0 | 0 | 0
2 ) | Supply and fixing MWSC fresh water mains (meters) | 0 | nos | 0 | 0 | 0 | 0
b) | Sanitary Fixtures & Accessories |  |  | 0 | 0 | 0 | 0
| Sanitary Fixtures complete including brackets flush pipes, overflows and washers etc. |  |  | 0 | 0 | 0 | 0
| 1 ) All toilet fittings shall be "Cotto" or equivalent - chrome plated |  |  | 0 | 0 | 0 | 0
| 2 ) All toilet fixtures shall be "Cotto" or equivalent brand. |  |  | 0 | 0 | 0 | 0
| 3 ) All piping shall be of UPVC |  |  | 0 | 0 | 0 | 0
| 4 ) All kitchen sinks shall be of SS type with chrome plated taps. |  |  | 0 | 0 | 0 | 0
| 5 ) All water pumps shall be of "Davie Jet" brand or equivalent. |  |  | 0 | 0 | 0 | 0
1 ) | Water Closet | 18 | nos | 0 | 0 | 0 | 0
2 ) | Wash basin | 18 | nos | 0 | 0 | 0 | 0
3 ) | Wash basin tap | 18 | nos | 0 | 0 | 0 | 0
4 ) | Muslim Shower | 18 | nos | 0 | 0 | 0 | 0
5 ) | Floor drain with gully trap | 18 | nos | 0 | 0 | 0 | 0
6 ) | Head shower |  | nos | 0 | 0 | 0 | 0
7 ) | Mirror | 18 | nos | 0 | 0 | 0 | 0
8 ) | Water Taps / Faucet | 18 | nos | 0 | 0 | 0 | 0
9 ) | Brush Holder | 18 | nos | 0 | 0 | 0 | 0
10 ) | Towel Bar | 18 | nos | 0 | 0 | 0 | 0
11 ) | Paper Holder | 18 | nos | 0 | 0 | 0 | 0
12 ) | Soap Holder | 18 | nos | 0 | 0 | 0 | 0
13 ) | Concrete counter tops made with 75mm thick concrete slab with 10mm steel bars 150mm c/c B/W and finished by 500mm x 500mm polishes granite tile(approvel need to get from consultant / client) for the washbasin counters as per the given drawing and specifications., | 1 | item | 0 | 0 | 0 | 0
|  |  |  | 0 | 0 | 0 | 0
c) | Drainage |  |  | 0 | 0 | 0 | 0
| Discharge pipework |  |  | 0 | 0 | 0 | 0
1 ) | Complete Discharge pipe work including Balcony drain etc., | 1 | item | 0 | 0 | 0 | 0
| Fifth Floor | [6 empty] | 0
a) | Fresh water supply pipework
1 ) | Allow for water connection to fixtures from MWSC mains up to fixtures | 1 | item | 0 | 0 | 0 | 0
2 ) | Supply and fixing MWSC fresh water mains (meters) | 2 | nos | 0 | 0 | 0 | 0
b) | Sanitary Fixtures & Accessories |  |  | 0 | 0 | 0 | 0
| Sanitary Fixtures complete including brackets flush pipes, overflows and washers etc. |  |  | 0 | 0 | 0 | 0
| 1 ) All toilet fittings shall be "Cotto" or equivalent - chrome plated |  |  | 0 | 0 | 0 | 0
| 2 ) All toilet fixtures shall be "Cotto" or equivalent brand. |  |  | 0 | 0 | 0 | 0
| 3 ) All piping shall be of UPVC |  |  | 0 | 0 | 0 | 0
| 4 ) All kitchen sinks shall be of SS type with chrome plated taps. |  |  | 0 | 0 | 0 | 0
| 5 ) All water pumps shall be of "Davie Jet" brand or equivalent. |  |  | 0 | 0 | 0 | 0
1 ) | Water Closet | 26 | nos | 0 | 0 | 0 | 0
2 ) | Wash basin | 26 | nos | 0 | 0 | 0 | 0
3 ) | Wash basin tap | 26 | nos | 0 | 0 | 0 | 0
4 ) | Muslim Shower | 26 | nos | 0 | 0 | 0 | 0
5 ) | Floor drain with gully trap | 26 | nos | 0 | 0 | 0 | 0
6 ) | Head shower |  | nos | 0 | 0 | 0 | 0
7 ) | Mirror | 26 | nos | 0 | 0 | 0 | 0
8 ) | Water Taps / Faucet | 26 | nos | 0 | 0 | 0 | 0
9 ) | Brush Holder | 26 | nos | 0 | 0 | 0 | 0
10 ) | Towel Bar | 26 | nos | 0 | 0 | 0 | 0
11 ) | Paper Holder | 26 | nos | 0 | 0 | 0 | 0
12 ) | Soap Holder | 26 | nos | 0 | 0 | 0 | 0
13 ) | Concrete counter tops made with 75mm thick concrete slab with 10mm steel bars 150mm c/c B/W and finished by 500mm x 500mm polishes granite tile(approvel need to get from consultant / client) for the washbasin counters as per the given drawing and specifications., | 1 | item | 0 | 0 | 0 | 0
|  |  |  | 0 | 0 | 0 | 0
c) | Drainage |  |  | 0 | 0 | 0 | 0
| Discharge pipework |  |  | 0 | 0 | 0 | 0
1 ) | Complete Discharge pipe work including Balcony drain etc., | 1 | item | 0 | 0 | 0 | 0
| Terrace Floor | [6 empty] | 0
a) | Fresh water supply pipework
1 ) | Allow for water connection to fixtures from MWSC mains up to fixtures | 1 | item | 0 | 0 | 0 | 0
2 ) | Supply and fixing MWSC fresh water mains (meters) | 0 | nos | 0 | 0 | 0 | 0
b) | Sanitary Fixtures & Accessories |  |  | 0 | 0 | 0 | 0
| Sanitary Fixtures complete including brackets flush pipes, overflows and washers etc. |  |  | 0 | 0 | 0 | 0
| 1 ) All toilet fittings shall be "Cotto" or equivalent - chrome plated |  |  | 0 | 0 | 0 | 0
| 2 ) All toilet fixtures shall be "Cotto" or equivalent brand. |  |  | 0 | 0 | 0 | 0
| 3 ) All piping shall be of UPVC |  |  | 0 | 0 | 0 | 0
| 4 ) All kitchen sinks shall be of SS type with chrome plated taps. |  |  | 0 | 0 | 0 | 0
| 5 ) All water pumps shall be of "Davie Jet" brand or equivalent. |  |  | 0 | 0 | 0 | 0
1 ) | Water Closet | 0 | nos | 0 | 0 | 0 | 0
2 ) | Wash basin | 0 | nos | 0 | 0 | 0 | 0
3 ) | Wash basin tap | 0 | nos | 0 | 0 | 0 | 0
4 ) | Muslim Shower | 0 | nos | 0 | 0 | 0 | 0
5 ) | Floor drain with gully trap | 10 | nos | 0 | 0 | 0 | 0
6 ) | Head shower |  | nos | 0 | 0 | 0 | 0
7 ) | Mirror | 0 | nos | 0 | 0 | 0 | 0
8 ) | Water Taps / Faucet | 0 | nos | 0 | 0 | 0 | 0
9 ) | Brush Holder | 0 | nos | 0 | 0 | 0 | 0
10 ) | Towel Bar | 0 | nos | 0 | 0 | 0 | 0
11 ) | Paper Holder | 0 | nos | 0 | 0 | 0 | 0
12 ) | Soap Holder | 0 | nos | 0 | 0 | 0 | 0
13 ) | Concrete counter tops made with 75mm thick concrete slab with 10mm steel bars 150mm c/c B/W and finished by 20mm thick granite sheet(approvel need to get from consultant / client) for the washbasin counters as per the given drawing and specifications., | 1 | item | 0 | 0 | 0 | 0
|  |  |  | 0 | 0 | 0 | 0
c) | Drainage |  |  | 0 | 0 | 0 | 0
| Discharge pipework |  |  | 0 | 0 | 0 | 0
1 ) | Complete Discharge pipe work | 1 | item | 0 | 0 | 0 | 0
d) | Rain water discharge
1 ) | Complete Discharge pipe work | 1 | item | 0 | 0 | 0 | 0
TOTAL OF BILL NO. 10 (HYDRAULICS AND DRAINAGE) | [6 empty] | 0 | 0
(CARRIED OVER TO THE GENERAL SUMMARY)
Bill No: 11
ELECTRICAL INSTALLATIONS
11.1 | General
a) Rates shall include for: screws, nails, bolts, nuts, standard cable fixing or supporting clips, brackets, straps, rivets, plugs and all incidental accessories.
b) Rate shall include for electrical conduits, fittings, equipment and similar all fixings
c) Each light / light fixture and its switches shall measure as one one point: similarly each sockets or each fans shall measured as one point.
d) Rate shall include for supply and complete installation of all floors.
e) Provide junction box for each separate unit of telephone and cable tv system.
Ground Floor
a) | Electrical boards | [6 empty] | 0
Complete installation incl. for all connection earthing, painting, testing and similar of;
1 ) | Distribution boards | 2 | nos | 0 | 0 | 0 | 0
b) | Electrical wiring
Electrical wiring with copper conductor cable in conduits in walls and slab as specified to
1 ) | 1.5mm2 Wiring to light fixtures, fans and its switches | 295 | points | 0 | 0 | 0 | 0
2 ) | 2.5 mm2 Wiring to Socket Switches | 151 | points | 0 | 0 | 0 | 0
3 ) | Cabling to Distribution boards | 2 | points | 0 | 0 | 0 | 0
c) | Ceiling Fans
1 ) | dia. 1500 ceiling fan KDK or equivalent | 89 | nos | 0 | 0 | 0 | 0
5 ) | Fan / Light dimmer switch | 89 | nos | 0 | 0 | 0 | 0
| air-conditioning indoor unit ceiling fixed-cassette type | 2 | nos | 0 | 0 | 0 | 0
d) | Lighting
1 ) | 2x36w LED lamps in surface mount luminaire with diffuser | 136 | nos | 0 | 0 | 0 | 0
2 ) | 1x26w compact LED lamps in surface mount weather proof luminaire | 46 | nos | 0 | 0 | 0 | 0
3 ) | 1x60w LED lamps in recessed decorative luminaire | 78 | nos | 0 | 0 | 0 | 0
4 ) | 1x70w LED lamp in surface mount weather proof outdoor luminaire. | 35 | nos | 0 | 0 | 0 | 0
0
e) | Socket outlets | [5 empty] | 0
| All sockets shall be "Clipsal"or equivalent | [5 empty] | 0
1 ) | 1 gang13a socket outlet at 300mm above finished floor level | 34 | nos | 0 | 0 | 0 | 0
2 ) | 2 gang13a socket outlet at 300mm above finished floor level | 60 | nos | 0 | 0 | 0 | 0
3 ) | 1 gang13a socket outlet at 1200mm above finished floor level | 2 | nos | 0 | 0 | 0 | 0
4 ) | 2 gang13a socket outlet at 1200mm above finished floor level | 29 | nos | 0 | 0 | 0 | 0
5 ) | 1 gang15a socket outlet at ceiling level | 14 | nos | 0 | 0 | 0 | 0
6 ) | 1 gang13a socket outlet ceiling concealed | 12 | nos | 0 | 0 | 0 | 0
0
f) | Light Switches | [5 empty] | 0
| All switches shall be "Clipsal"or equivalent | [5 empty] | 0
1 ) | 1gang 1 way switch | 24 | nos | 0 | 0 | 0 | 0
2 ) | 2gang 1 way switch | 8 | nos | 0 | 0 | 0 | 0
3 ) | 3gang 1 way switch | 52 | nos | 0 | 0 | 0 | 0
4 ) | 4gang 1 way switch | 16 | nos | 0 | 0 | 0 | 0
5 ) | 1 gang15a socket outlet ceiling | 2 | nos | 0 | 0 | 0 | 0
0
g) | Network Switches with Cabeling works etc., | [5 empty] | 0
1 ) | plain telephone outlet (rj11, connector) | 12 | nos | 0 | 0 | 0 | 0
2 ) | computer network outlet (rj 45 connectors) | 17 | nos | 0 | 0 | 0 | 0
3 ) | t.v point with fibre cable | 11 | nos | 0 | 0 | 0 | 0
4 ) | speaker | 25 | nos | 0 | 0 | 0 | 0
5 ) | VGA Cable | 10 | nos | 0 | 0 | 0 | 0
6 ) | VGA Cable at Ceiling Level | 10 | nos | 0 | 0 | 0 | 0
7 ) | Multimedia Projector | 10 | nos | 0 | 0 | 0 | 0
|  |  |  | 0 | 0 | 0
First Floor
a) | Electrical boards | [6 empty] | 0
Complete installation incl. for all connection earthing, painting, testing and similar of;
1 ) | Distribution boards | 3 | nos | 0 | 0 | 0 | 0
b) | Electrical wiring
Electrical wiring with copper conductor cable in conduits in walls and slab as specified to
1 ) | 1.5mm2 Wiring to light fixtures, fans and its switches | 229 | points | 0 | 0 | 0 | 0
2 ) | 2.5 mm2 Wiring to Socket Switches | 186 | points | 0 | 0 | 0 | 0
3 ) | Cabling to Distribution boards | 3 | points | 0 | 0 | 0 | 0
c) | Ceiling Fans
1 ) | dia. 1500 ceiling fan | 62 | nos | 0 | 0 | 0 | 0
2 ) | air-conditioning indoor unit wall mounted | 2 | nos | 0 | 0 | 0 | 0
3 ) | fan / light dimmer switch | 62 | nos | 0 | 0 | 0 | 0
d) | Lighting
1 ) | 2x36w LED lamps in surface mount luminaire with diffuser | 119 | nos | 0 | 0 | 0 | 0
2 ) | 1x26w compact LED fluorescent lamps in surface mount weather proof luminaire | 50 | nos | 0 | 0 | 0 | 0
3 ) | 1x60w incandescent LED lamps in recessed decorative luminaire | 60 | nos | 0 | 0 | 0 | 0
4 ) | 1x70w LED lamp in surface mount weather proof outdoor luminaire. | 0 | nos | 0 | 0 | 0 | 0
0
e) | Socket outlets | [5 empty] | 0
| All sockets shall be "Clipsal"or equivalent | [5 empty] | 0
1 ) | 1 gang13a socket outlet at 300mm above finished floor level | 40 | nos | 0 | 0 | 0 | 0
2 ) | 2 gang13a socket outlet at 300mm above finished floor level | 94 | nos | 0 | 0 | 0 | 0
3 ) | 1 gang13a socket outlet at 1200mm above finished floor level | 0 | nos | 0 | 0 | 0 | 0
4 ) | 2 gang13a socket outlet at 1200mm above finished floor level | 23 | nos | 0 | 0 | 0 | 0
5 ) | 1 gang15a socket outlet at ceiling level | 17 | nos | 0 | 0 | 0 | 0
6 ) | 1 gang13a socket outlet ceiling concealed | 12 | nos | 0 | 0 | 0 | 0
0
f) | Light Switches | [5 empty] | 0
| All switches shall be "Clipsal"or equivalent | [5 empty] | 0
1 ) | 1gang 1 way switch | 14 | nos | 0 | 0 | 0 | 0
2 ) | 2gang 1 way switch | 35 | nos | 0 | 0 | 0 | 0
3 ) | 3gang 1 way switch | 38 | nos | 0 | 0 | 0 | 0
4 ) | 4gang 1 way switch | 5 | nos | 0 | 0 | 0 | 0
|  |  |  | 0 | 0 | 0 | 0
g) | Network Switches with Cabeling works etc., | [5 empty] | 0
1 ) | plain telephone outlet (rj11, connector) | 12 | nos |  |  |  | 0
2 ) | computer network outlet (rj 45 connectors) | 12 | nos | 0 | 0 | 0 | 0
3 ) | t.v point and fibre connection | 12 | nos | 0 | 0 | 0 | 0
4 ) | speaker | 34 | nos | 0 | 0 | 0 | 0
5 ) | VGA Cable | 12 | nos | 0 | 0 | 0 | 0
6 ) | VGA Cable at Ceiling Level | 12 | nos | 0 | 0 | 0 | 0
7 ) | Multimedia Projector | 12 | nos | 0 | 0 | 0 | 0
Second Floor
a) | Electrical boards | [6 empty] | 0
Complete installation incl. for all connection earthing, painting, testing and similar of;
1 ) | Distribution boards | 3 | nos | 0 | 0 | 0 | 0
b) | Electrical wiring
Electrical wiring with copper conductor cable in conduits in walls and slab as specified to
1 ) | 1.5mm2 Wiring to light fixtures, fans and its switches | 253 | points | 0 | 0 | 0 | 0
2 ) | 2.5 mm2 Wiring to Socket Switches | 177 | points | 0 | 0 | 0 | 0
3 ) | Cabling to Distribution boards | 3 | points | 0 | 0 | 0 | 0
c) | Ceiling Fans
1 ) | dia. 1500 ceiling fan | 69 | nos | 0 | 0 | 0 | 0
2 ) | air-conditioning indoor unit wall mounted | 1 | nos | 0 | 0 | 0 | 0
5 ) | Fan / Light dimmer switch | 69 | nos | 0 | 0 | 0 | 0
d) | Lighting
1 ) | 2x36w fluorescent LED lamps in surface mount luminaire with diffuser | 149 | nos | 0 | 0 | 0 | 0
2 ) | 1x26w compact fluorescent LED lamps in surface mount weather proof luminaire | 52 | nos | 0 | 0 | 0 | 0
3 ) | 1x60w incandescent LED lamps in recessed decorative luminaire | 52 | nos | 0 | 0 | 0 | 0
|  |  |  | 0 | 0 | 0 | 0
e) | Socket outlets | [5 empty] | 0
| All sockets shall be "Clipsal"or equivalent | [5 empty] | 0
1 ) | 1 gang13a socket outlet at 300mm above finished floor level | 46 | nos |  |  |  | 0
2 ) | 2 gang13a socket outlet at 300mm above finished floor level | 69 | nos | 0 | 0 | 0 | 0
3 ) | 2 gang13a socket outlet at 1200mm above finished floor level | 30 | nos | 0 | 0 | 0 | 0
4 ) | 1 gang15a socket outlet at ceiling level | 16 | nos | 0 | 0 | 0 | 0
5 ) | 1 gang13a socket outlet ceiling concealed | 16 | nos | 0 | 0 | 0 | 0
|  |  |  | 0 | 0 | 0 | 0
f) | Light Switches |  |  | 0 | 0 | 0 | 0
| All switches shall be "Clipsal"or equivalent | [5 empty] | 0
1 ) | 1gang 1 way switch | 15 | nos |  |  |  | 0
2 ) | 2gang 1 way switch | 10 | nos |  |  |  | 0
3 ) | 3gang 1 way switch | 47 | nos | 0 | 0 | 0 | 0
4 ) | 4gang 1 way switch | 4 | nos | 0 | 0 | 0 | 0
|  |  |  | 0 | 0 | 0 | 0
g) | Network Switches with Cabeling works etc., |  |  | 0 | 0 | 0 | 0
1 ) | plain telephone outlet (rj11, connector) | 16 | nos | 0 | 0 | 0 | 0
2 ) | computer network outlet (rj 45 connectors) | 16 | nos |  |  |  | 0
3 ) | t.v point and fibre connection | 16 | nos |  |  |  | 0
4 ) | speaker | 43 | nos | 0 | 0 | 0 | 0
5 ) | VGA Cable | 16 | nos | 0 | 0 | 0 | 0
6 ) | VGA Cable at Ceiling Level | 16 | nos | 0 | 0 | 0 | 0
7 ) | Multimedia Projector | 16 | nos | 0 | 0 | 0 | 0
Third Floor
a) | Electrical boards | [6 empty] | 0
Complete installation incl. for all connection earthing, painting, testing and similar of;
1 ) | Distribution boards | 3 | nos | 0 | 0 | 0 | 0
b) | Electrical wiring
Electrical wiring with copper conductor cable in conduits in walls and slab as specified to
1 ) | 1.5mm2 Wiring to light fixtures, fans and its switches | 282 | points | 0 | 0 | 0 | 0
2 ) | 2.5 mm2 Wiring to Socket Switches | 207 | points | 0 | 0 | 0 | 0
3 ) | Cabling to Distribution boards | 3 | points | 0 | 0 | 0 | 0
c) | Ceiling Fans
1 ) | dia. 1500 ceiling fan | 64 | nos | 0 | 0 | 0 | 0
2 ) | air-conditioning indoor unit ceiling fixed-cassette type | 6 | nos | 0 | 0 | 0 | 0
3 ) | Fan / Light dimmer switch | 64 | nos | 0 | 0 | 0 | 0
d) | Lighting
1 ) | 2x36w fluorescent LED lamps in surface mount luminaire with diffuser | 182 | nos | 0 | 0 | 0 | 0
2 ) | 1x26w compact LED fluorescent lamps in surface mount weather proof luminaire | 48 | nos | 0 | 0 | 0 | 0
3 ) | 1x60w incandescent LED lamps in recessed decorative luminaire | 52 | nos | 0 | 0 | 0 | 0
|  |  |  | 0 | 0 | 0 | 0
e) | Socket outlets | [5 empty] | 0
| All sockets shall be "Clipsal"or equivalent | [5 empty] | 0
1 ) | 1 gang13a socket outlet at 300mm above finished floor level | 47 | nos |  |  |  | 0
2 ) | 2 gang13a socket outlet at 300mm above finished floor level | 94 | nos | 0 | 0 | 0 | 0
3 ) | 2 gang13a socket outlet at 1200mm above finished floor level | 30 | nos | 0 | 0 | 0 | 0
4 ) | 1 gang15a socket outlet at ceiling level | 18 | nos | 0 | 0 | 0 | 0
5 ) | 1 gang13a socket outlet ceiling concealed | 18 | nos | 0 | 0 | 0 | 0
|  |  | nos | 0 | 0 | 0 | 0
f) | Light Switches |  |  | 0 | 0 | 0 | 0
| All switches shall be "Clipsal"or equivalent | [5 empty] | 0
1 ) | 1gang 1 way switch | 15 | nos |  |  |  | 0
2 ) | 2gang 1 way switch | 6 | nos |  |  |  | 0
3 ) | 3gang 1 way switch | 57 | nos | 0 | 0 | 0 | 0
4 ) | 4gang 1 way switch | 5 | nos | 0 | 0 | 0 | 0
|  |  |  | 0 | 0 | 0 | 0
g) | Network Switches with Cabeling works etc., |  |  | 0 | 0 | 0 | 0
1 ) | plain telephone outlet (rj11, connector) | 18 | nos | 0 | 0 | 0 | 0
2 ) | computer network outlet (rj 45 connectors) | 18 | nos |  |  |  | 0
3 ) | t.v point and fibre conenction | 18 | nos |  |  |  | 0
4 ) | speaker | 18 | nos | 0 | 0 | 0 | 0
5 ) | VGA Cable | 18 | nos | 0 | 0 | 0 | 0
6 ) | VGA Cable at Ceiling Level | 18 | nos | 0 | 0 | 0 | 0
7 ) | Multimedia Projector | 18 | nos | 0 | 0 | 0 | 0
|  |  |  | 0 | 0 | 0 | 0
Fourth Floor
a) | Electrical boards | [6 empty] | 0
Complete installation incl. for all connection earthing, painting, testing and similar of;
1 ) | Distribution boards | 3 | nos | 0 | 0 | 0 | 0
b) | Electrical wiring
Electrical wiring with copper conductor cable in conduits in walls and slab as specified to
1 ) | 1.5mm2 Wiring to light fixtures, fans and its switches | 243 | points | 0 | 0 | 0 | 0
2 ) | 2.5 mm2 Wiring to Socket Switches | 203 | points | 0 | 0 | 0 | 0
3 ) | Cabling to Distribution boards | 3 | points | 0 | 0 | 0 | 0
c) | Ceiling Fans
1 ) | dia. 1500 ceiling fan | 88 | nos | 0 | 0 | 0 | 0
2 ) | air-conditioning indoor unit ceiling fixed-cassette type | 6 | nos | 0 | 0 | 0 | 0
3 ) | air-conditioning indoor unit wall mounted | 9 | nos | 0 | 0 | 0 | 0
5 ) | Fan / Light dimmer switch | 88 | nos
d) | Lighting |  |  | 0 | 0 | 0 | 0
1 ) | 2x36w fluorescent lamps in surface mount luminaire with diffuser | 155 | nos | 0 | 0 | 0 | 0
2 ) | 1x26w compact fluorescent lamps in surface mount weather proof luminaire | 35 | nos | 0 | 0 | 0 | 0
3 ) | 1x60w incandescent lamps in recessed decorative luminaire | 53 | nos | 0 | 0 | 0 | 0
0
e) | Socket outlets | [5 empty] | 0
| All sockets shall be "Clipsal"or equivalent | [5 empty] | 0
1 ) | 1 gang13a socket outlet at 300mm above finished floor level | 39 | nos | 0 | 0 | 0 | 0
2 ) | 2 gang13a socket outlet at 300mm above finished floor level | 110 | nos | 0 | 0 | 0 | 0
3 ) | 2 gang13a socket outlet at 1200mm above finished floor level | 26 | nos | 0 | 0 | 0 | 0
4 ) | 1 gang15a socket outlet at ceiling level | 14 | nos | 0 | 0 | 0 | 0
5 ) | 1 gang13a socket outlet ceiling concealed | 14 | nos | 0 | 0 | 0 | 0
|  |  |  | 0 | 0 | 0 | 0
f) | Light Switches | [5 empty] | 0
| All switches shall be "Clipsal"or equivalent | [5 empty] | 0
1 ) | 1gang 1 way switch | 21 | nos |  |  |  | 0
2 ) | 2gang 1 way switch | 6 | nos | 0 | 0 | 0 | 0
3 ) | 3gang 1 way switch | 66 | nos | 0 | 0 | 0 | 0
4 ) | 4gang 1 way switch | 4 | nos | 0 | 0 | 0 | 0
|  |  |  | 0 | 0 | 0 | 0
g) | Network Switches with Cabeling works etc., |  |  | 0 | 0 | 0 | 0
1 ) | plain telephone outlet (rj11, connector) | 14 | nos |  |  |  | 0
2 ) | computer network outlet (rj 45 connectors) | 14 | nos |  |  |  | 0
3 ) | t.v point | 14 | nos | 0 | 0 | 0 | 0
4 ) | speaker | 24 | nos | 0 | 0 | 0 | 0
5 ) | VGA Cable | 14 | nos | 0 | 0 | 0 | 0
6 ) | VGA Cable at Ceiling Level | 14 | nos | 0 | 0 | 0 | 0
7 ) | Multimedia Projector | 14 | nos | 0 | 0 | 0 | 0
0
| Fifth Floor | [5 empty] | 0
a) | Electrical boards | [6 empty] | 0
Complete installation incl. for all connection earthing, painting, testing and similar of;
1 ) | Distribution boards | 3 | nos | 0 | 0 | 0 | 0
b) | Electrical wiring
Electrical wiring with copper conductor cable in conduits in walls and slab as specified to
1 ) | 1.5mm2 Wiring to light fixtures, fans and its switches | 253 | points | 0 | 0 | 0 | 0
2 ) | 2.5 mm2 Wiring to Socket Switches | 199 | points | 0 | 0 | 0 | 0
3 ) | Cabling to Distribution boards | 3 | points | 0 | 0 | 0 | 0
c) | Ceiling Fans
1 ) | dia. 1500 ceiling fan | 76 | nos | 0 | 0 | 0 | 0
2 ) | air-conditioning indoor unit ceiling fixed-cassette type | 18 | nos | 0 | 0 | 0 | 0
3 ) | air-conditioning indoor unit wall mounted | 2 | nos | 0 | 0 | 0 | 0
5 ) | Fan / Light dimmer switch | 76 | nos
d) | Lighting |  |  | 0 | 0 | 0 | 0
1 ) | 2x36w LED fluorescent lamps in surface mount luminaire with diffuser | 152 | nos | 0 | 0 | 0 | 0
2 ) | 1x26w compact LED fluorescent lamps in surface mount weather proof luminaire | 34 | nos | 0 | 0 | 0 | 0
3 ) | 1x60w incandescent LED lamps in recessed decorative luminaire | 67 | nos | 0 | 0 | 0 | 0
0
e) | Socket outlets | [5 empty] | 0
| All sockets shall be "Clipsal"or equivalent | [5 empty] | 0
1 ) | 1 gang13a socket outlet at 300mm above finished floor level | 39 | nos | 0 | 0 | 0 | 0
2 ) | 2 gang13a socket outlet at 300mm above finished floor level | 110 | nos | 0 | 0 | 0 | 0
3 ) | 2 gang13a socket outlet at 1200mm above finished floor level | 18 | nos | 0 | 0 | 0 | 0
4 ) | 1 gang15a socket outlet at ceiling level | 16 | nos | 0 | 0 | 0 | 0
5 ) | 1 gang13a socket outlet ceiling concealed | 16 | nos | 0 | 0 | 0 | 0
|  |  |  | 0 | 0 | 0 | 0
f) | Light Switches | [5 empty] | 0
| All switches shall be "Clipsal"or equivalent | [5 empty] | 0
1 ) | 1gang 1 way switch | 19 | nos |  |  |  | 0
2 ) | 2gang 1 way switch | 7 | nos | 0 | 0 | 0 | 0
3 ) | 3gang 1 way switch | 72 | nos | 0 | 0 | 0 | 0
4 ) | 4gang 1 way switch | 3 | nos | 0 | 0 | 0 | 0
|  |  |  | 0 | 0 | 0 | 0
g) | Network Switches with Cabeling works etc., |  |  | 0 | 0 | 0 | 0
1 ) | plain telephone outlet (rj11, connector) | 16 | nos |  |  |  | 0
2 ) | computer network outlet (rj 45 connectors) | 16 | nos |  |  |  | 0
3 ) | t.v point with fibre connection | 16 | nos | 0 | 0 | 0 | 0
4 ) | speaker | 18 | nos | 0 | 0 | 0 | 0
5 ) | VGA Cable | 16 | nos | 0 | 0 | 0 | 0
6 ) | VGA Cable at Ceiling Level | 16 | nos | 0 | 0 | 0 | 0
7 ) | Multimedia Projector | 16 | nos | 0 | 0 | 0 | 0
0
Terrace Floor
a) | Electrical boards | [6 empty] | 0
Complete installation incl. for all connection earthing, painting, testing and similar of;
1 ) | Distribution boards (Three is for lift) | 4 | nos | 0 | 0 | 0 | 0
b) | Electrical wiring
Electrical wiring with copper conductor cable in conduits in walls and slab as specified to
1 ) | 1.5mm2 Wiring to light fixtures, fans and its switches | 22 | points | 0 | 0 | 0 | 0
2 ) | 2.5 mm2 Wiring to Socket Switches | 12 | points | 0 | 0 | 0 | 0
3 ) | Cabling to Distribution boards | 4 | points | 0 | 0 | 0 | 0
c) | Ceiling Fans
1 ) | ceiling fan - 48" KDK or Equivelant | 0 | nos | 0 | 0 | 0 | 0
2 ) | air-conditioning - Wall mounted | 3 | nos | 0 | 0 | 0 | 0
3 ) | Fan / Light dimmer switch | 0 | nos | 0 | 0 | 0 | 0
0
d) | Lighting | [5 empty] | 0
1 ) | 1x26w compact fluorescent lamps in surface mount weather proof luminaire | 9 | nos | 0 | 0 | 0 | 0
2 ) | 1x60w incandescent lamps in recessed decorative luminaire | 13 | nos | 0 | 0 | 0 | 0
0
e) | Socket outlets | [5 empty] | 0
| All sockets shall be "Clipsal"or equivalent | [5 empty] | 0
1 ) | 2 gang13a socket outlet at 300mm above finished floor level | 12 | nos | 0 | 0 | 0 | 0
0
f) | Light Switches | [5 empty] | 0
| All switches shall be "Clipsal"or equivalent | [5 empty] | 0
1 ) | 1gang 1 way switch | 3 | nos | 0 | 0 | 0 | 0
2 ) | 2gang 1 way switch | 4 | nos | 0 | 0 | 0 | 0
3 ) | 3gang 1 way switch | 1 | nos | 0 | 0 | 0 | 0
4 ) | 4gang 1 way switch | 22 | nos | 0 | 0 | 0 | 0
0
TOTAL OF BILL NO. 11 (ELECTRICAL INSTALLATIONS) | [6 empty] | 0 | 0
(CARRIED OVER TO THE GENERAL SUMMARY)
Bill No: 12
FIRE SAFETY WORKS
12.1 | General
a) Rates shall include for: screws, nails, bolts, nuts, standard cable fixing or supporting clips, brackets, straps, rivets, plugs and all incidental accessories.
b) Rate shall include for conduits, fittings, equipment and similar all fixings
c) Rate shall include for all necessary wiring and accessaries required for completion of lift installation.
| Ground Floor | [6 empty] | 0
1 ) | Analogue addressable fire alarm panel | 1 | nos | 0 | 0 | 0 | 0
2 ) | Junction box | 7 | nos | 0 | 0 | 0 | 0
3 ) | Smoke detector | 60 | nos | 0 | 0 | 0 | 0
4 ) | Fire alarm bell & strobe (sounder beacon) | 2 | nos | 0 | 0 | 0 | 0
5 ) | Resetable manual call point | 7 | nos | 0 | 0 | 0 | 0
7 ) | Portable extinguisher (Co2) - 2kg | 7 | nos | 0 | 0 | 0 | 0
8 ) | Portable extinguisher (H2O) 9 kg | 7 | nos | 0 | 0 | 0 | 0
9 ) | Fire blanket (refer the drawing for spec)
10 ) | Fire hose reel 25mmx30mtr. hose fitted with jet nozzel | 7 | nos | 0 | 0 | 0 | 0
11 ) | Dry riser landing valve | 7 | nos | 0 | 0 | 0 | 0
12 ) | wet riser landing valve | 7 | nos | 0 | 0 | 0 | 0
14 ) | Exit sign | 48 | nos | 0 | 0 | 0 | 0
15 ) | Fire pump system consisting of 2 electrical pumps and stand by diesel pump c/w control panel pump specs: 210ltr/min @7bar, rated flow:50 gpm rated head: 7bar, rated speed: 2900rpm. The rates should be included up to full setup up to commissioning of pupms | 1 | item | 0 | 0 | 0 | 0
16 ) | cabeling works by using Fire resistant cable 2.5mm sq.x2 with earth wire and shield. | 1 | item | 0 | 0 | 0 | 0
17 ) | Dry riser pipe line 100mm. dia gi schedule 40 (inner) and outer surface) and it should be fulfill the NFPA Standards | 1 | item | 0 | 0 | 0 | 0
18 ) | Wet riser pipe line 100mm. dia gi schedule 40 (inner) and outer surface) and it should be fulfill the NFPA Standards | 1 | item | 0 | 0 | 0 | 0
| First Floor | [6 empty] | 0
1 ) | Analogue addressable fire alarm panel | 0 | nos | 0 | 0 | 0 | 0
2 ) | Junction box | 7 | nos | 0 | 0 | 0 | 0
3 ) | Smoke detector | 60 | nos | 0 | 0 | 0 | 0
4 ) | Fire alarm bell & strobe (sounder beacon) | 2 | nos | 0 | 0 | 0 | 0
5 ) | Resetable manual call point | 7 | nos | 0 | 0 | 0 | 0
7 ) | Portable extinguisher (Co2) - 2kg | 7 | nos | 0 | 0 | 0 | 0
8 ) | Portable extinguisher (H2O) 9 kg | 7 | nos | 0 | 0 | 0 | 0
9 ) | Fire blanket (refer the drawing for spec)
10 ) | Fire hose reel 25mmx30mtr. hose fitted with jet nozzel | 7 | nos | 0 | 0 | 0 | 0
11 ) | Dry riser landing valve | 7 | nos | 0 | 0 | 0 | 0
12 ) | wet riser landing valve | 7 | nos | 0 | 0 | 0 | 0
14 ) | Exit sign | 48 | nos | 0 | 0 | 0 | 0
15 ) | cabeling works by using Fire resistant cable 2.5mm sq.x2 with earth wire and shield. | 1 | item | 0 | 0 | 0 | 0
16 ) | Dry riser pipe line 100mm. dia gi schedule 40 (inner) and outer surface) and it should be fulfill the NFPA Standards | 1 | item | 0 | 0 | 0 | 0
17 ) | Wet riser pipe line 100mm. dia gi schedule 40 (inner) and outer surface) and it should be fulfill the NFPA Standards | 1 | item | 0 | 0 | 0 | 0
| Second Floor | [6 empty] | 0
1 ) | Analogue addressable fire alarm panel | 0 | nos | 0 | 0 | 0 | 0
2 ) | Junction box | 7 | nos | 0 | 0 | 0 | 0
3 ) | Smoke detector | 60 | nos | 0 | 0 | 0 | 0
4 ) | Fire alarm bell & strobe (sounder beacon) | 2 | nos | 0 | 0 | 0 | 0
5 ) | Resetable manual call point | 7 | nos | 0 | 0 | 0 | 0
7 ) | Portable extinguisher (Co2) - 2kg | 7 | nos | 0 | 0 | 0 | 0
8 ) | Portable extinguisher (H2O) 9 kg | 7 | nos | 0 | 0 | 0 | 0
9 ) | Fire blanket (refer the drawing for spec)
10 ) | Fire hose reel 25mmx30mtr. hose fitted with jet nozzel | 7 | nos | 0 | 0 | 0 | 0
11 ) | Dry riser landing valve | 7 | nos | 0 | 0 | 0 | 0
12 ) | wet riser landing valve | 7 | nos | 0 | 0 | 0 | 0
14 ) | Exit sign | 48 | nos | 0 | 0 | 0 | 0
15 ) | cabeling works by using Fire resistant cable 2.5mm sq.x2 with earth wire and shield. | 1 | item | 0 | 0 | 0 | 0
16 ) | Dry riser pipe line 100mm. dia gi schedule 40 (inner) and outer surface) and it should be fulfill the NFPA Standards | 1 | item | 0 | 0 | 0 | 0
17 ) | Wet riser pipe line 100mm. dia gi schedule 40 (inner) and outer surface) and it should be fulfill the NFPA Standards | 1 | item | 0 | 0 | 0 | 0
| Third Floor | [6 empty] | 0
1 ) | Analogue addressable fire alarm panel | 0 | nos | 0 | 0 | 0 | 0
2 ) | Junction box | 7 | nos | 0 | 0 | 0 | 0
3 ) | Smoke detector | 60 | nos | 0 | 0 | 0 | 0
4 ) | Fire alarm bell & strobe (sounder beacon) | 2 | nos | 0 | 0 | 0 | 0
5 ) | Resetable manual call point | 7 | nos | 0 | 0 | 0 | 0
7 ) | Portable extinguisher (Co2) - 2kg | 7 | nos | 0 | 0 | 0 | 0
8 ) | Portable extinguisher (H2O) 9 kg | 7 | nos | 0 | 0 | 0 | 0
9 ) | Fire blanket (refer the drawing for spec)
10 ) | Fire hose reel 25mmx30mtr. hose fitted with jet nozzel | 7 | nos | 0 | 0 | 0 | 0
11 ) | Dry riser landing valve | 7 | nos | 0 | 0 | 0 | 0
12 ) | wet riser landing valve | 7 | nos | 0 | 0 | 0 | 0
14 ) | Exit sign | 48 | nos | 0 | 0 | 0 | 0
15 ) | cabeling works by using Fire resistant cable 2.5mm sq.x2 with earth wire and shield. | 1 | item | 0 | 0 | 0 | 0
16 ) | Dry riser pipe line 100mm. dia gi schedule 40 (inner) and outer surface) and it should be fulfill the NFPA Standards | 1 | item | 0 | 0 | 0 | 0
17 ) | Wet riser pipe line 100mm. dia gi schedule 40 (inner) and outer surface) and it should be fulfill the NFPA Standards | 1 | item | 0 | 0 | 0 | 0
| Fourth Floor | [6 empty] | 0
1 ) | Analogue addressable fire alarm panel | 0 | nos | 0 | 0 | 0 | 0
2 ) | Junction box | 7 | nos | 0 | 0 | 0 | 0
3 ) | Smoke detector | 60 | nos | 0 | 0 | 0 | 0
4 ) | Fire alarm bell & strobe (sounder beacon) | 2 | nos | 0 | 0 | 0 | 0
5 ) | Resetable manual call point | 7 | nos | 0 | 0 | 0 | 0
7 ) | Portable extinguisher (Co2) - 2kg | 7 | nos | 0 | 0 | 0 | 0
8 ) | Portable extinguisher (H2O) 9 kg | 7 | nos | 0 | 0 | 0 | 0
9 ) | Fire blanket (refer the drawing for spec)
10 ) | Fire hose reel 25mmx30mtr. hose fitted with jet nozzel | 7 | nos | 0 | 0 | 0 | 0
11 ) | Dry riser landing valve | 7 | nos | 0 | 0 | 0 | 0
12 ) | wet riser landing valve | 7 | nos | 0 | 0 | 0 | 0
14 ) | Exit sign | 48 | nos | 0 | 0 | 0 | 0
15 ) | cabeling works by using Fire resistant cable 2.5mm sq.x2 with earth wire and shield. | 1 | item | 0 | 0 | 0 | 0
16 ) | Dry riser pipe line 100mm. dia gi schedule 40 (inner) and outer surface) and it should be fulfill the NFPA Standards | 1 | item | 0 | 0 | 0 | 0
17 ) | Wet riser pipe line 100mm. dia gi schedule 40 (inner) and outer surface) and it should be fulfill the NFPA Standards | 1 | item | 0 | 0 | 0 | 0
| Fifth Floor | [6 empty] | 0
1 ) | Analogue addressable fire alarm panel | 0 | nos | 0 | 0 | 0 | 0
2 ) | Fire hose reel 25mmx30mtr. hose fitted with jet nozzel | 1 | nos | 0 | 0 | 0 | 0
3 ) | Resetable manual call point | 2 | nos | 0 | 0 | 0 | 0
4 ) | Smoke detector | 10 | nos | 0 | 0 | 0 | 0
5 ) | Heat detector | 2 | nos | 0 | 0 | 0 | 0
6 ) | Fire alarm bell & strobe (sounder beacon) | 1 | nos | 0 | 0 | 0 | 0
7 ) | Junction box | 1 | nos | 0 | 0 | 0 | 0
8 ) | Portable extinguisher (wc) 2l | 2 | nos | 0 | 0 | 0 | 0
9 ) | Portable extinguisher (co2) 2 kg | 2 | nos | 0 | 0 | 0 | 0
10 ) | Dry riser landing valve | 1 | nos | 0 | 0 | 0 | 0
11 ) | Main fire alarm panel | 0 | nos | 0 | 0 | 0 | 0
12 ) | Exit sign | 1 | nos | 0 | 0 | 0 | 0
13 ) | cabeling works by using Fire resistant cable 2.5mm sq.x2 with earth wire and shield. | 1 | item | 0 | 0 | 0 | 0
14 ) | Dry riser pipe line 100mm. dia gi schedule 40 (inner) and outer surface) and it should be fulfill the NFPA Standards | 1 | item | 0 | 0 | 0 | 0
15 ) | Portable extinguisher (dcp) 9 kg | 5 | nos | 0 | 0 | 0 | 0
16 ) | Fire blanket (refer the drawing for spec) | 2 | nos | 0 | 0 | 0 | 0
17 ) | Wet riser pipe line 100mm. dia gi schedule 40 (inner) and outer surface) and it should be fulfill the NFPA Standards | 1 | item | 0 | 0 | 0 | 0
| Terrace Floor | [6 empty] | 0
1 ) | Analogue addressable fire alarm panel | 0 | nos | 0 | 0 | 0 | 0
2 ) | Fire hose reel 25mmx30mtr. hose fitted with jet nozzel | 1 | nos | 0 | 0 | 0 | 0
3 ) | Resetable manual call point | 2 | nos | 0 | 0 | 0 | 0
4 ) | Smoke detector | 10 | nos | 0 | 0 | 0 | 0
5 ) | Heat detector | 2 | nos | 0 | 0 | 0 | 0
6 ) | Fire alarm bell & strobe (sounder beacon) | 1 | nos | 0 | 0 | 0 | 0
7 ) | Junction box | 1 | nos | 0 | 0 | 0 | 0
8 ) | Portable extinguisher (wc) 2l | 2 | nos | 0 | 0 | 0 | 0
9 ) | Portable extinguisher (co2) 2 kg | 2 | nos | 0 | 0 | 0 | 0
10 ) | Dry riser landing valve | 1 | nos | 0 | 0 | 0 | 0
11 ) | Main fire alarm panel | 0 | nos | 0 | 0 | 0 | 0
12 ) | Exit sign | 1 | nos | 0 | 0 | 0 | 0
13 ) | cabeling works by using Fire resistant cable 2.5mm sq.x2 with earth wire and shield. | 1 | item | 0 | 0 | 0 | 0
14 ) | Dry riser pipe line 100mm. dia gi schedule 40 (inner) and outer surface) and it should be fulfill the NFPA Standards | 1 | item | 0 | 0 | 0 | 0
17 ) | Wet riser pipe line 100mm. dia gi schedule 40 (inner) and outer surface) and it should be fulfill the NFPA Standards | 1 | item | 0 | 0 | 0 | 0
TOTAL OF BILL NO. 12 (FIRE SAFETY WORKS) | [6 empty] | 0 | 0
(CARRIED OVER TO THE GENERAL SUMMARY)
Bill No: 13
COMMON WORKS
13.1 | General
a) Rates shall include for: screws, nails, bolts, nuts, standard cable fixing or supporting clips, brackets, straps, rivets, plugs and all incidental accessories.
b) Rate shall include for electrical conduits, fittings, equipment and similar all fixings
c) Rate shall include for all necessary electrical wiring and accessaries required for completion of lift installation.
13.2 | LIFTS
1 ) | Supply and install lift complete: "Mitsubishi or Equivalent to lift 20 person capacity, serving all levels as per manufacturer's instructions. | 3 | nos | 0 | 0 | 0 | 0 | 0
13.3 | ELECTRICAL MAIN CONNECTION |  |  | 0 | 0 | 0 | 0 | 0
1 ) | Allow for three phase main connection from STELCO board to Panel board | 1 | item | 0 | 0 | 0 | 0 | 0
2 ) | Main Panel Board | 1 | Item | 0 | 0 | 0 | 0 | 0
13.4 | MWSC SEWER CONNECTION |  |  | 0 | 0 | 0 | 0 | 0
1 ) | MWSC main sewer connection | 1 | Item | 0 | 0 | 0 | 0 | 0
2 ) | Constructing Inspection Chamber of required size with all provisions to connect pipelines as per drawing. | 1 | item | 0 | 0 | 0 | 0 | 0
13.5 | Pumping System |  |  | 0 | 0 | 0 | 0 | 0
| Supply and installation of water pump complete including connecting valves to pipework and electricity as per requirements. |  |  | 0 | 0 | 0 | 0 | 0
1 ) | MWSC booster water pump | 1 | Set | 0 | 0 | 0 | 0 | 0
2 ) | Supply and fixing the water tanks in terrace area as per the given drawing and Specfications | 1 | item | 0 | 0 | 0 | 0
13.6 | Canvas Shading roof |  |  | 0 | 0 | 0 | 0 | 0
| Supply and fixing the Canvass with all supportive items as per the designers requirement. Canvass design and details drawings must be approved by consultant and client prior to installation | 1 | item | 0 | 0 | 0 | 0
13.7 | Foot Ball Court |  |  | 0 | 0 | 0 | 0 | 0
| Supply and install a turf soccer pitch as per drawing area. The Turf ground should be to FIFA approved standard.The contractor should submit the propsal and shoud get prior approval before execution | 1 | item | 0 | 0 | 0 | 0
13.8 | Partition Works
| Supply and installation partitions for the Toilets as per the given drawing and specifications in all floors | 1 | item | 0 | 0 | 0 | 0
13.9 | Stage Works
| Complete work of Stage in 1st Floor Level as per the given drawing and specifications. The contractor should be quoted the price up complete finishings. | 1 | item | 0 | 0 | 0 | 0
13.1 | Demonstration Bench / Platform
| Demonstaration bench made with Concrete counter tops for the Labs and wherever required as per drawings with complete finishing etc., | 1 | item | 0 | 0 | 0 | 0
13.11 | Garden Wall
| Construction of Garden wall as per the given drawing and specification with full finishing , | 1 | item | 0 | 0 | 0 | 0
13.12 | Stair - Window
| Supply and Instalation of Stair windows as per the given drawing and specification with full finishing , | 1 | item | 0 | 0 | 0 | 0
13.13 | Fire Water Tank
| Construction of Fire water tanks as per the given drawing and specifications | 1 | item | 0 | 0 | 0 | 0
TOTAL OF BILL NO. 13 (COMMON WORKS) | [6 empty] | 0 | 0
(CARRIED OVER TO THE GENERAL SUMMARY)
Bill No: 14
ADDITIONS
1 ) | Bill No: 01
2 ) | Bill No: 02
3 ) | Bill No: 03
4 ) | Bill No: 04
5 ) | Bill No: 05
6 ) | Bill No: 06
7 ) | Bill No: 07
8 ) | Bill No: 08
9 ) | Bill No: 09
10 ) | Bill No: 10
11 ) | Bill No: 11
12 ) | Bill No: 12
13 ) | Bill No: 13
TOTAL OF BILL NO. 14 (ADDITIONS)
(CARRIED OVER TO THE GENERAL SUMMARY)
Bill No: 15
OMISSIONS
1 ) | Bill No: 01
2 ) | Bill No: 02
3 ) | Bill No: 03
4 ) | Bill No: 04
5 ) | Bill No: 05
6 ) | Bill No: 06
7 ) | Bill No: 07
8 ) | Bill No: 08
9 ) | Bill No: 09
10 ) | Bill No: 10
11 ) | Bill No: 11
12 ) | Bill No: 12
13 ) | Bill No: 13
TOTAL OF BILL NO. 15 (OMISSIONS)
(CARRIED OVER TO THE GENERAL SUMMARY)